## Equipment & Instruments
Item ID | Name | Category | Model | Company | Serial Number | Lot Number | Selling Price (€) per unit | Units | Reserved | Purcahse Date | Last Maintenance | Manual | Accessories | Comments
LR-20220328-2544 | Adaptador 0.2 mL Thermoblock Block 96 well | Automation equipment | 88880125 | ThermoScientific |  |  | 232
LR-20240129-295 | pH/mV Meter | Automation equipment | Accumet AB315 | Fisher Scientific | A13615 |  | 324.01 | 1 | [5 empty] | Equipo 12
LR-20210219-23 | Tube Rotator | Automation equipment | Multi-Purpose Tube Rotator (Ref. 15524080) | Fisherbrand | JCCF61050143 |  | 76.26 | 1 | x | 15.02.2021 |  | https://assets.fishersci.com/TFS-Assets/CCG/EU/Fisherbrand/manuals/Instruction%20manual_Multi-Purpose%20Tube%20Rotator_ES.pdf?_ga=2.17366841.1699530400.1613736588-1515769831.1603353788&_gac=1.156478921.1612528615.CjwKCAiA9vOABhBfEiwATCi7GIcS21xwjq87NiR1t1VKyATWJYuNTN_oMWQDayuZCebAIk4meH7hDRoCPloQAvD_BwE | Carrousel tubs 1.5-2 mL (Ref. 88861121) | Equipo 1
LR-20240118-91 | microfluidic adapter for 50mL falcon. | Automation equipment |  | Darwin microfluidics |  |  | 96.67 | 3 | [5 empty] | Olivia's Drawers
LR-20210218-29 | Mini-Centrifuge | Automation equipment | Mini-Centrifuge | Fisherbrand | HSG06771 | 517853 | 119.7 |  |  | 15.02.2021 |  |  |  | Equipo 11
LR-20231106-1119 | Probeta 500mL | Plastic instruments |  |  |  |  | 4.02 | 1
LR-20210219-20 | Pipetus (1) | Automation equipment | Stripettor Ultra Pipet Controller (ref. 4099) | Corning | A03322643 | 27420001 | 118.67 | 1 |  | 15.02.2021 |  | https://www.corning.com/catalog/cls/documents/equipment-manuals/CLS-EQ-113-ESP.pdf | Carregador, filtres, suport paret, recanvi punta, base carregador
LR-20240118-155 | Rack for tubes 3x8 | Plastic instruments |  | kartell |  |  | 8.85 | 3
LR-20210218-18 | Micropipette 100-1000 ul |  | Finnpipette F2 100-1000ul | ThermoScientific | RH64340 |  | 217.45 |  |  | 25.01.2021 | 05.11.2020
LR-20231011-15 | Pipet Helper | Automation equipment | Pipet Helper | Eppendorf | G00017KP |  | 65.93 |  |  |  |  | https://www.eppendorf.com/product-media/doc/en/69821/Eppendorf_Liquid-Handling_Operating-manual_Pipet-Helper_Pipet-Helper.pdf | Adapters for 0,2mL PCR tubes. Adapters 0.5 and 0.6mL.
LR-20231106-43 | Beaker 2000mL | Plastic instruments |  |  |  |  | 4.15 | 1
LR-20210218-27 | Digital Shaking Drybath | Automation equipment | Digital Shaking Drybath | ThermoScientific | K6KT28066 |  | 804.25 |  | x | 29.01.2021 |  |  | Block for 1.5/2 mL tubes
LR-20240131-162 | Connector Ring | Plastic instruments |  | PluriSelect | 41-50000-01 | V-P77-2023-06 | 49.33 | 1
LR-20231123-54 | Magnetic rod | Plastic instruments | 442-4550 | VWR |  | J109315 | 25 | 1 |  | 21.11.2023
LR-20231024-36 | BOROSILICATE BOTTLE 1000mL | Glassware | CFB038 | Simax |  |  | 2.5 | 8
LR-20240118-115 | Sample Tray 10mL | Glassware | 2122800 | HACH |  |  | 22.67 | 2 | [5 empty] | Olivia's Drawers
LR-20210219-27 | Agitador Magnètic | Automation equipment | ThinSpin Magnetic Stirrer (Ref. S2001) | Argos | 2822104 |  | 179.05 | 1 |  |  |  | https://pim-resources.coleparmer.com/instruction-manual/04397-25-26manual.pdf |  | Equipo 14
LR-20231024-89 | ERLENMEYER FLASK 50mL | Glassware |  | Simax |  |  | 7.65 | 5
LR-20240409-70 | Googles | Plastic instruments | MEDOP |  | B-92 |  | 2.04 | 1 | [5 empty] | Gift from Real Deal Milk
LR-20240205-182 | Centrifuge | Automation equipment | GT2R Expert | Thermo Fisher | 75009203 |  | 4953.14 | [5 empty] | Round Buckets (4); Swinging Bucket Rotor; Adapter 50ml Conical Tube; Adapter 15ml Conical Tube; Round ClickSeal Biocontainment Lids (4) | Equipo 3
LR-20240129-292 | Thermo Shaker | Automation equipment | PHMP | Grant Instruments | 01011917030106 |  | 312.5 | 1 | x |  |  |  |  | Equipo 2
LR-20231023-88 | VOLUMETRIC FLASK 50mL | Glassware | DDB018 | GLASCO | 12/21 |  | 3.75 | [6 empty] | A (+- 0,06). 2UNIDADES
LR-20210218-19 | Micropipette 20-200 ul |  | Finnpipette F2 20-200ul | ThermoScientific | RH77399 |  | 184.39 |  |  | 17.02.2021 | 19.12.2020
LR-20231212-18 | THERMAL CYCLER | Automation equipment | A24812 | Thermocycler | 2280023040020 |  | 3997.09 | 1 | x |  |  | https://www.thermofisher.com/document-connect/document-connect.html?url=https://assets.thermofisher.com/TFS-Assets%2FLSG%2Fmanuals%2FA24829_96std_starter_kit_UG.pdf | block 96well | Equipo 5
LR-20231106-1117 | Probeta 1000mL | Plastic instruments |  |  |  |  | 12.7 | 2
LR-20231023-89 | VOLUMETRIC FLASK 100mL | Glassware | DDB019 | GLASSCO | 14/23 |  | 4.06 | [6 empty] | 2 unidades
LR-20231102-37 | KIMBLE® KIMAX® Heavy duty volumetric wide-mouth flask (ERLENMEYER FLASK 250mL) | Glassware | 66500 | KIMAX KIMBLE |  |  | 83.67 | 3 | [5 empty] | boro 3.3
LR-20231102-37 | KIMBLE® KIMAX® Heavy duty volumetric wide-mouth flask (ERLENMEYER FLASK 250mL) | Glassware | 66500 | KIMAX KIMBLE |  |  | 83.67 | 3 | [5 empty] | boro 3.3
LR-20231102-37 | KIMBLE® KIMAX® Heavy duty volumetric wide-mouth flask (ERLENMEYER FLASK 100mL) | Glassware | 66500 | KIMAX KIMBLE |  |  | 41.83 | 3 | [5 empty] | boro 3.3
LR-20231102-37 | KIMBLE® KIMAX® Heavy duty volumetric wide-mouth flask (ERLENMEYER FLASK 100mL) | Glassware | 66500 | KIMAX KIMBLE |  |  | 41.83 | 3 | [5 empty] | boro 3.3
LR-20231102-37 | KIMBLE® KIMAX® Heavy duty volumetric wide-mouth flask (ERLENMEYER FLASK 50mL) | Glassware | 66500 | KIMAX KIMBLE |  |  | 34.88 | 3 | [5 empty] | boro 3.3
LR-20231102-37 | KIMBLE® KIMAX® Heavy duty volumetric wide-mouth flask (ERLENMEYER FLASK 50mL) | Glassware | 66500 | KIMAX KIMBLE |  |  | 34.88 | 3 | [5 empty] | boro 3.3
LR-20231102-37 | KIMBLE® KIMAX® Heavy duty volumetric wide-mouth flask (ERLENMEYER FLASK 25mL) | Glassware | 66500 | KIMAX KIMBLE |  |  | 13.94 | 3 | [5 empty] | boro 3.3
LR-20231102-37 | KIMBLE® KIMAX® Heavy duty volumetric wide-mouth flask (ERLENMEYER FLASK 25mL) | Glassware | 66500 | KIMAX KIMBLE |  |  | 13.94 | 3 | [5 empty] | boro 3.3
LR-20231212-12 | Ultrasonic bath | Automation equipment | CPX1800H-E | EMERSON | BHQ012025420C |  | 498.5 | 1 | x |  |  |  |  | Equipo 8
LR-20240109-78 | COOL BOX |  |  | BioLabs | T0400S |  | REGAL
LR-20231212-16 | Magnetic stirrer | Automation equipment | RCTBS0000 | IKA RCT | 100655512 |  |  | 1 | x |  |  |  |  | Equipo 6
LR-20240108-15 | Pipetus (4) | Automation equipment | 4099 | CORNING | D03327547 | 27423001 | 238.72 | 1 |  | 14.12.2023 |  |  | Colored tips, 0,2um filters, charging base, wall hanger.
LR-20240108-17 | Floatie | Plastic instruments |  | BioLabs |  |  | REGAL | 5
LR-20231006-48 | Magnetic separation unit | Automation equipment | LIFESEP 96P | Dexter Magnetic Technologies | 074222 0185 |  | 237.428
LR-20240109-91 | BULBS FOR PIPETTES FOR REPEATED SAMPLING 2ML |  |  |  | 101011-10 | 3405091 | REGAL | 9
LR-20240122-10 | Syringe Pump | Automation equipment | LEGATO210 | kdScientific | D202176 |  |  | 1 | x
LR-20240109-90 | EMPTY AVCS CAP BLACK PK/100 |  |  | THERMO SCIENTIFIC | C5000-98A | 126390 | 21.43 | 1
LR-20240118-144 | microfluidic adapter for 50mL falcon. | Automation equipment | LVF-KPT-M-2 | Darwin microfluidics |  |  | 96.67 | 3 | [5 empty] | Olivia's Drawers
LR-20241001-16 | PCR Cabin | Automation equipment | CRUMA | Alenium | [32-CRPCR] |  | 1964.21 | 1 | x | 02.08.2023
LR-20231128-170 | Rack for tubes 11 (x5) | Plastic instruments |  | TPP | 99017 | 20230097 | 5,04 (each) | 5
LR-20210218-21 | Micropipette 1-10 ul |  | Finnpipette F2 1-10ul | ThermoScientific | RH64228 |  | 184.39 |  |  | 25.01.2021 | 05.11.2020
LR-20231023-91 | VOLUMETRIC FLASK 250mL | Glassware | DDB021 | GLASSCO | 14/23 |  | 4.06 | [6 empty] | 2 UNITS
LR-20210218-28 | Vortex | Automation equipment | Vortex Stirrer 300 rpm. Part Nº:13284769 | Fisherbrand | 558638 | Code: F202A028FI | 61.75 |  |  | 15.02.2021 |  |  |  | Equipo 10
LR-20231106-42 | Beaker 1000mL | Plastic instruments |  |  |  |  | 31 | 1
LR-20240122-11 | Integration Board | Automation equipment | INT-FOEM-4 | Fluigent | 12290 |  | 236 | 1 | x
LR-20240108-14 | Pipetus (2) | Automation equipment | 4099 | CORNING | D03327543 | 27423001 | 118,67 (each) | 1 |  | 14.12.2023 |  |  | Colored tips, 0,2um filters, charging base, wall hanger.
LR-20231006-40 | DYNAMAG | Automation equipment | DynaMag-2 | INVITROGEN |  | 4920 | 306.6 |  |  |  |  | https://www.thermofisher.com/document-connect/document-connect.html?url=https://assets.thermofisher.com/TFS-Assets%2FLSG%2Fmanuals%2Fdynamag_magnets_man.pdf | Sample rack
LR-20231110-56 | STORAGE BOTTLE WITH TAP 5L | Plastic instruments | 19660 | DELTA LAB |  | 22300245 | 10.2 | 5 |  |  |  |  | TAP
LR-20231002-5 | Micropipette 2- 20 uL | Automation equipment | SL-20XLS+ | Rainin - Melter Toledo |  | 27412001R2 | 474 |  |  |  |  | https://es.vwr.com/assetsvc/asset/es_ES/id/42367373/contents/manual-vwr-ergonomic-high-performance-pipettors.pdf
LR-20231002-4 | Micropipette 100- 1000 uL | Automation equipment | SL-1000XLS+ | Rainin - Melter Toledo |  | 92040 |  | 3 |  |  |  | https://es.vwr.com/assetsvc/asset/es_ES/id/42367373/contents/manual-vwr-ergonomic-high-performance-pipettors.pdf
LR-20231002-5 | Micropipette 20- 200 uL | Automation equipment | SL-200XLS+ | Rainin - Melter Toledo |  | 27412001R2 | [5 empty] | https://es.vwr.com/assetsvc/asset/es_ES/id/42367373/contents/manual-vwr-ergonomic-high-performance-pipettors.pdf
LR-20231002-4 | Micropipette 10- 100 uL | Automation equipment | SL-100XLS+ | Rainin - Melter Toledo |  | 92040 | 192.64 | 3 |  |  |  | https://es.vwr.com/assetsvc/asset/es_ES/id/42367373/contents/manual-vwr-ergonomic-high-performance-pipettors.pdf
LR-20210601-15 | Micropipette 0.5-10 ul | Automation equipment | SL-10XLS+ | Rainin - Melter Toledo |  |  | 192.64 |  |  | 01.06.2021 | 14.04.2021
LR-20210601-14 | Micropipette 0.1-2 ul | Automation equipment | SL-2XLS+ | Rainin - Melter Toledo |  |  | 192.64 |  |  | 01.06.2021 | 23.03.2021
LR-20240118-114 | Sample Tray 25mL | Glassware | 2401906 | HACH |  |  | 46 | 2 | [5 empty] | Olivia's Drawers
LR-20231211-7774 | Rack for tubes 5x5 | Plastic instruments |  |  |  |  | 8.75 | 2
LR-20231106-1118 | Probeta 250mL | Plastic instruments |  |  |  |  | 5.61 | 1
LR-20240418-140 | Mini Electrophoresis System | Automation equipment | 15530340 | Fisherbrand | 15530340-1217 | 15530340-1217 | 367.58 | 1 |  | 18.04.2024 |  |  | cubetes
LR-20240108-16 | Rack for eppendorf 4x12 (gradilla) | Plastic instruments |  | BioLabs |  |  | 3,55 each | 1
LR-20231201-13 | Rack for tubes 4x10 (gradilla) | Plastic instruments |  | kartell |  |  | 7,85 each | 1
LR-20210414-225 | Pipetus (3) | Automation equipment | Stripettor Ultra Pipet Controller (ref. 4099) | Corning | A03323108 | 00121001 | 94,81 each | 1 |  | 14.04.2021
LR-20231024-35 | BOROSILICATE BOTTLE 500mL (x2) | Glassware | CFB037 | Simax |  |  | 62 each | 9
LR-20230831-67 | Balanza de precisión | Automation equipment | PFB 120-3 | KERN (Fisher) | WF21047902 |  | 259.5 | 1 | x | 07.08.2023 |  | http://www.sigmaaldrich.com/ES/es/product/aldrich/z742844?icid=sharepdp-clipboard-copy-productdetailpage |  | Equipo 9
LR-20231106-48 | Beaker 500mL | Plastic instruments |  |  |  |  | 12.3 | 4
LR-20231211-7773 | Rack for multiple tubes (Rotative) | Plastic instruments |  | ASTIKs |  |  | 31.45 | 1 | [5 empty] | 4x50mL 12x20mL 36x12mL 36x5mL
LR-20231201-15 | Rack for tubes 6x15 | Plastic instruments |  | kartell |  |  | 7.85 | 3
LR-20240118-152 | Glasses with protective screen | Plastic instruments |  |  |  |  | 6.44 | 1 | [5 empty] | Olivia's drawers
LR-20231106-47 | Probeta 50mL | Plastic instruments |  |  |  |  | 4.02 | 2 | x
LR-20240122-8 | Syringe Pump | Automation equipment | LEGATO210 | kdScientific | D202177 |  |  | 1 | x
LR-20210218-23 | Micropipette 2-20 ul |  | Finnpipette F2 2-20ul | ThermoScientific | RH73306 |  | 184.39 |  |  | 25.01.2021 | 08.12.2020
LR-20240122-12 | Pressure Module | Automation equipment | PRM-FOEM-1000 | FLUIGENT | 00787 |  | 1050 | 1 | x |  |  |  | Pressure mechanical valves, SN: R202A543L0V00F1
LR-20231106-1120 | Probeta 2000mL | Plastic instruments |  |  |  |  | 44.3 | 1
LR-20231106-45 | Probeta 100mL | Plastic instruments |  |  |  |  | 13.9 | 3
LR-20240122-9 | Syringe Pump | Automation equipment | LEGATO210 | kdScientific | D202204 |  |  | 1 | x
LR-20210218-24 | Micropipette 0.2-2 ul |  | Finnpipette F2 0.2-2ul | ThermoScientific | RH77310 |  | 218.57 |  |  | 25.01.2021 | 18.12.2020
LR-20231106-39 | Beaker 250mL | Plastic instruments |  |  |  |  | 10.67 | 2
LR-20231024-33 | BOROSILICATE BOTTLE 100mL | Glassware | CFB035 | Simax |  |  | 8,5 each
LR-20210218-26 | Centrifuge | Automation equipment | Centrifuge 5424 R (Ref. 15825053) | Eppendorf | 5404JM643387 | J450486M | 1822.51 | 1 |  | 29.01.2021 |  |  | Rotor number: 13539 (1.5/2 mL) | Equipo 4
LR-20240109-117 | CTQ KIT HQ |  |  | FLUIGENT | 43072350 |  |  | 2 | x
LR-20211111-620 | MyBLOCK Mini | Automation equipment | BSH200-E | Benchmark Scientific (DD Biolab) | 061-16031-21010055 |  | 189 | 1 |  | 11.11.2021 |  |  | BLOC 15 x 1,5 ml (62573) | Equipo 13
LR-20231211-7772 | RACK FOR EPPENDORF (0,2mL) | Plastic instruments |  |  |  |  | 17.5 | 1
LR-20210218-20 | Micropipette 10-100 ul |  | Finnpipette F2 10-100ul | ThermoScientific | RH65002 |  | 218.57 |  |  | 25.01.2021 | 11.11.2020
LR-20231024-34 | BOROSILICATE BOTTLE 250mL | Glassware | CFB036 | Simax |  |  | 28.5 | 9
| SOPORTE PARA 5 A 6 FINNPIPETTES THERMO | 47020 | 1 |  |  |  | 25.95 | 1
| CRIOGUANTE HERMÉTICO 38CM M (Guants per Nitrogen Líquid) | DD BIOLAB | 1 |  |  |  | 86 | 2
| QUBIT 4 NGS STARTER KIT WIFI BOX | 16274351 | ThermoFisher |  |  |  | 1327.91 | 1
| SHAKE/HEAT BLOCK 96 WELL | 15218884 | ThermoFisher |  |  |  | 194.4 | 1 |  |  |  |  | 0 | 2022-03-25
| CONGELADOR ARMARIO MEDILINE -9/-30ºC 284 L LGEX3410 | 340110 | DD BIOLAB |  |  |  | 1067 | 1
Microscope | 5 OMP 1usb 1digital Camera for M | A3550U | United Scope |  |  |  | 262.25 | 1
| 40x-2000 Trinocular Compound | M83ES-EUL | United Scope |  |  |  |  | 1
| Cylider Weight 20g | [5 empty] | 23.7 | 1
| Cylider Weight 10g | [5 empty] | 23.16 | 1
| Cylider Weight 100g | [5 empty] | 27.77 | 1
| Regulador vacío IRV-20 FIMSA + accesorios | [5 empty] | 200.48 | 1
| Kit 4 pipetas: 10, 20, 200 y 1.000 μL. Univ. 30456872 Rainin | [5 empty] | 566.67
| Bomba microfluídica | 8887 |  |  |  |  | 4443.5 | 1 | x
| Flow Unit L PACKAGE, Flow Board | 7121 |  |  |  |  | 3560.5 | 1 | x
| Nevera Combi | [5 empty] | 156.4
| CryoCooler | [5 empty] | 38.5 | 2

## Reagents&Kits
Item ID | Name | Quantity | Ref. | Lot Number | Company | Selling Price (€) | Reserved | Open Date | Expiration Date | Dangers | Safety mesures | Storage Conditions | Storage safety code | pH | Acid/Base | Chemical formula | Units | Comments
LR-20210707-40 | GeneRuler 1 Kb DNA Ladder, ready-to-use |  | SM0313 | 01059742 | ThermoScientific | 40 | x |  | 28.02.2025 | Not Hazardous |  | Store ar RT or at 4ºC for periods up to 6 months. For longer periods store at -20ºC. |  | No data |  |  |  | Quantity: 5 x 50ug
LR-20230929-28 | QUBIT RNA HS REAGENT |  | Q32855 | 2480129 | INVITROGEN | 205 |  |  |  | NON-HAZARDOUS | WEAR GLOVES | RT |  |  |  |  | 1
LR-20240213-758 | DIMETHYL SULFOXIDE (DMSO) |  | D2650-5x5ML | RNBL9634 | Sigma-Aldrich | 51 |  |  | 31.07.2025 | NON-HAZARDOUS | Keep away from open flames, hot surfaces and sources of ignition.Take precautionary measures against static discharge. | Tightly closed. Store under inert gas. hygroscopic | Class 10: COMBUSTIBLE LIQUID |  |  | (CH3)2SO | 1
LR-20240410-18 | HYDROCHLORIC ACID 0.5M |  | J/4330/15 | 2484050 | Fisher | 17.1 |  |  |  | H290 May be corrosive to metals. H314 Causes severe skin burns and eye damage. H335 May cause respiratory irritation. | P234 Keep only in original packaging. P261 Avoid breathing mist or vapors. Use only outdoors or in a well-ventilated area. Wear protective gloves/protective clothing/eye protection/face protection. | No metal containers. Tightly closed. | CLASS 8B- NON COMBUSTIVE, CORROSIVE HAZARDOUS MATERIALS | <1 | Acid | HCl | 1
LR-20231107-171 | PNGase F from Elizabethkingia Meningoseptica |  | P7367-300UN | SLBS2552V | Sigma-Aldrich | 568 |  |  | 07.11.2023 | H334 May cause allergy or asthma symptoms or breathing difficulties if inhaled. | P261 Avoid breathing dust. P284 Wear respiratory protection. P501 Dispose of contents/ container to an approved waste disposal plant. | 2 - 8 °C |  |  |  |  | 1
LR-20231107-169 | Calcium Chloride dihydrate |  | 223606-26G | BCCB3335 | Sigma-Aldrich | 10.9 |  | 18.08.2020 |  | H319 Causes serious eye irritation |  |  |  | 4,5 - 9,2 at 50 g/l at 20 °C |  | CaCl2 · 2H2O | 1
LR-20240223-108 | HBSS |  | 14025092 | 2754049 | ThermoFisher | 21.275 |  |  |  | Non-hazardous | N/A | 15-30ºC | N/A |  |  |  | 3
LR-20240513-18 | UltraPure Agarose |  | 16500-100 | 0001268899 | invitrogen | 85.325 |  |  | 08.12.2026 |  |  | 15°C - 30°C |  |  |  |  | 1
LR-20230929-49 | QUBIT RNA BR REAGENT | 4 | Q10211 | 2513386 | INVITROGEN | 200 |  |  |  | NON-HAZARDOUS | wear gloves when handling | RT. |  |  |  |  | 1
LR-20230511-17 | RNaseZAP |  | R2020-250ML | SLCK8476 | Merck | 35.4 | x |  |  |  |  | RT |  |  |  |  | 1
LR-20240502-437 | Functionalized Gold Coated Spherical Mag Nanoparticles |  | C1M1-10-TS-CY5-DIH-2.5-1 | O3070 | Nanopartz | 290 |  |  | 31.07.2023 |  |  | 4°C |  |  |  |  | 1
LR-20230427-198 | vivoPHIX 20mL |  | RD-VIVO-20 | V0223-16 | RapidLabs | 255.985 |  | 13.04.2023 | 30.06.2026 | H302: Harmful if swallowed. H315: Causes skin irritation. H319: Causes serious eye irritation. H335: May cause respiratory irritation. | P261: Avoid breathing dust/fume/gas/mist/vapours/spray. P280: Wear protective gloves/protective clothing/eye protection/face protection. | RT. Store in a well-ventilated place. Keep container tightly closed. Store locked up. |  |  |  |  | 1 | 20 mL
LR-20230412-64 | Compensation Beads |  | 424602 | B381894 | BioLegend | 132 |  |  |  | Non-hazardous |  | 2-8°C |  |  |  |  | 1 | Size: 100 test; Arrived: 12.04.2023
LR-20230929-13 | CRYSTAL VIOLET |  | C0775- 25g | SHBL6131 | SIGMA ALDRICH | 41.85 |  |  |  | Harmful if swallowed. H318 Causes serious eye damage. H351 Suspected of causing cancer. H410 Very toxic to aquatic life with long lasting effects. | P202 Do not handle until all safety precautions have been read and understood. P273 Avoid release to the environment. P280 Wear protective gloves/ protective clothing/Eye protection/face protection. | Tightly closed. Dry. Light sensitive. | CLASS 11- COMBUSTIBLE SOLIDS | 2,5-3 | Acid | C25H30ClN3 | 1
LR-20210707-38 | Ultra-Long DNA Sequencing Kit |  | SQK-ULK001 | ULK001.10.0001 | Nanopore | 540 |  |  |  | The product is not classified as hazardous according to GB CLP Regulation. | P101: If medical advice is needed, have product container or label at hand. P102: Keep out of reach of children. P501: Dispose of the contents and/or its container using the separate collection system | -20ºC
LR-20240327-2103 | Phosphate buffered saline |  | P4417-100TAB | SLCQ8195 | Sigma-Aldrich | 165.44 | x | 28.03.2024 |  |  |  | RT |  |  |  |  | 1
LR-20210708-65 | Pluronic F-127 |  | P244-250G | BCCD3755 | Sigma-Aldrich | 59.5 |  |  |  | NON-HAZARDOUS | AVOID BREATHING IN DUST | DRY ENVIROMENT | CLASS 11 |  |  | C3H6O·C2H4O | 1 | Powder, BioReagent, suitable for cell culture.
LR-20231214-1536 | FOETAL BOVINE SERUM |  | ATCC 30-2025 | 80610180 | ATCC | REGAL |  |  | 31.05.2023
LR-20230919-23 | DENSITY MARKER BEADS FLUORESCENT ORANGE |  | DMB-FORG-1.04 2,5ml | 305-47-314 | Cospheric | 42.98 |  |  |  | NON-HAZARDOUS | Avoid handling practices that cause dust formation. Avoid inhalation of high concentrations of dust. Observe occupational exposure limits and minimize the risk of inhalation of dust. | Store in tightly closed original container in a dry, cool and well-ventilated place. |  |  |  |  | 1 | Cospheric Density Marker Beads are provided at a 20% concentration in an aqueous solution in 2.5ml vials.
LR-20230920-16 | POTASSIUM CHLORIDE for analysis |  | 1.04936.1000 | K48659536 735 | EMSURE | 6.02 |  | 19.02.2018 |  | NON-HAZARDOUS | Avoid breathing in dust. | 5-30ºC | Class 13 | 5.5-8.5 | Neutral | KCl | 1
LR-20231006-37 | Purelink Total RNA Blood Purification KIT. |  | K156001 | 2500131 | INVITROGEN | 200.25 | x |  |  | LYSIS BUFFER: H302 - Harmful if swallowed H314 - Causes severe skin burns and eye damage H412 - Harmful to aquatic life with long lasting effects | P260 - Do not breathe dust/fume/gas/mist/vapours/spray P264 - Wash hands thoroughly after handling | Keep in a dry, cool and well-ventilated place. Keep in properly labelled containers. | LYSIS BUFFER: Class 8. |  |  |  | 1
LR-20220831-13 | EDTA 0.5M pH8 |  | AM9260G | 01291114 | Invitrogen | 12.8 |  | 31.08.2022 |  | H373 - May cause damage to organs through prolonged or repeated exposure | P260 - Do not breathe dust/fume/gas/mist/vapours/spray | 15-25ºC. Keep in a dry, cool and well-ventilated place. Keep in properly labelled containers. |  | 8 | Base |  | 1 | 0.2 um filtered; 100 mL
LR-20231212-89 | DYNABEADS MYONE CARBOXYLIC ACID |  | 65011 | 00852653 | INVITROGEN | 348.3 |  |  |  | Not Hazardous |  | 2-8ºC
LR-20231220-2808 | POTASSIUM CHLORIDE for Biochemistry |  | 418205000 | a0455216 | ThermoScientific | 27.65 |  |  |  | Non-hazardous | VERY HYGROSCOPIC | Closed properly. Keep in a well ventilated area. |  | 6 | Neutral | KCl | 1 | Arrived 19/12/2023
LR-20210708-68 | Dimethylsulfoxide (DMSO) |  | 4-X | 80919190 | ATCC | 66.5 | [5 empty] | 2ºC to 8ºC | [5 empty] | It has been stored at RT since July 2021. Stored at 4ºC since July 2021
LR-20230927-3 | 2-PROPANOL |  | 59300- 2L | STBJ3831 | Sigma-Aldrich | 40 |  |  |  | Highly flammable liquid and vapor. Causes serious eye irritation. May cause drowsiness or dizziness. | Keep away from heat, hot surfaces, sparks, open flames and other ignition sources. No smoking. Keep container tightly closed. Use explosion-proof electrical/ ventilating/ lighting/ equipment. | Keep container tightly closed in a dry and well-ventilated place. Keep away from heat and sources of ignition. | CLASS 3- FLAMMABLE LIQUIDS | 7 | Neutral | C3H8O | 0 | SPECIFICATIONS:APPEARANCE (FORM): Liquid APPEARANCE (TURBIDITY): Clear COLOR (IN APHA): ≤ 10 APHA PURITY (GC AREA %): ≥ 99.8 % DENSITY D20/4: 0.784 - 0.786 REFRACTIVE INDEX N20/D: 1.377 - 1.379 SOLUBILITY (METHOD): solubility in water: complying WATER (COULOMETR.): ≤ 0.1 % RESIDUE (EVAPORATION): ≤ 0.001 % ACIDITY OR ALKALINITY: ≤ 0.0001 meq/g TRACES PEROXIDE (AS H2O2) : ≤ 0.00034 % ACS SPECIFICATIONS: MEETS CURRENT ACS REQUIREMENTS ALUMINIUM: ≤ 0.00005 % BARIUM: ≤ 0.00001 % BISMUTH: ≤ 0.00001 % CALCIUM: ≤ 0.00005 % CADMIUM: ≤ 0.000005 % COBALT: ≤ 0.000002 % CHROMIUM: ≤ 0.000002 % COPPER: ≤ 0.000002 % IRON: ≤ 0.00001 % POTASSIUM: ≤ 0.00005 % LITHIUM: ≤ 0.00001 % MAGNESIUM: ≤ 0.00001 % MANGANESE: ≤ 0.000002 % MOLYBDENUM: ≤ 0.00001 % SODIUM: ≤ 0.0001 % NICKEL: ≤ 0.000002 % LEAD: ≤ 0.00001 % STRONTIUM: ≤ 0.00001 % ZINC: ≤ 0.00001 % CARBONYL COMPOUNDS: ≤ 0.002 % (as acetone) ≤ 0.002 % (as propionaldehyde) RECOMMENDED RETEST PERIOD: 42 Months
LR-20230929-15 | SULFURIC ACID |  | 258105-1L-PC | MKCK3467 | SIGMA ALDRICH | 23.5 |  | 15.02.2021 |  | H290 May be corrosive to metals. H314 Causes severe skin burns and eye damage. | P234 Keep only in original packaging. P280 Wear protective gloves/ protective clothing/ eye protection/ face protection. | No metal containers. Tightly closed. | CLASS 8B- NON-COMBUSTIBLE, CORROSIVE HAZARDOUS | 1,2 | Acid | H2SO4 | 1
LR-20230412-65 | N-Acetyl_L_cysteine |  | A7250-5G | WXBD7755V | Sigma | 9.7 |  |  |  | H319 Causes serious eye irritation | P264 Wash skin thoroughly after handling. P280 Wear eye protection/ face protection. P305 + P351 + P338 IF IN EYES: Rinse cautiously with water for several minutes. Remove contact lenses | 2-8°C |  | No data available |  | C5H9NO3S | 1 | Arrived: 12.04.2023
LR-20220429-18 | Water, nuclease-free | 2 | R0582 | 01240099/01227901 | ThermoScientific | 25.5 |  |  | 28.02.2026 |  |  | -20ºC, 4ºc or RT |  |  |  |  | 1 | molecular biology grade
LR-20231107-175 | Functionalized Gold Coated Spherical Mag Nanoparticles |  | C1M1-10-TS-CY5-DIH-2.5-1 | N2357 | Nanopartz | REGAL |  |  | 01.12.2023 | [7 empty] | 2
LR-20220706-606 | Acetone >99.8% |  | A/0606/17 | 2211105 | Fisher Chemical | 48 |  |  |  | H225 - Highly flammable liquid and vapor H319 - Causes serious eye irritation H336 - May cause drowsiness or dizziness EUH066 - Repeated exposure may cause skin dryness or cracking | Keep away from heat, hot surfaces, sparks, open flames and other ignition sources. No smoking P280 - Wear eye protection/ face protection | <30ºC | CLASS 3-FLAMMABLE LIQUIDS | 7 | Neutral | C3H6O | 1 | Expiration Date: within 5 years of opening. Acetone >= 99.8%; 2.5 L Melting Point: -95.0°C Absorbance: (1 cm cell vs HPLC−grade water), (1 cm cell vs HPLC−grade water) at 0nm, 0.005 max. at 350nm, 0.005 max. at 360nm, 0.005 max. at 370nm, 0.09 max. at 340nm, 0.3 max. at 335nm, 1 max. at 330nm CAS Min %: 99.75 CAS Max %: 100.0 Acidity: ≤0.0003meq/g Alkalinity: ≤0.0003meq/g Assay Percent Range: 99.8% Linear Formula: CH3COCH3 UN Number: 1090; Colorless Beilstein: 01, IV, 3180 Fieser: 02,13; 03,4; 06,9 Merck Index: 15, 65 Solubility Information: Solubility in water: soluble. Other solubilities: miscible with alcohol, dimethylformamide,, chloroform, ether and most oils Formula Weight: 58.08 Percent Purity: 99.8% Grade: HPLC Decomposition Information: >4°C Density: 0.7900g/mL Boiling Point: 56.0°C Quantity: 2.5 L Flash Point: −20°C Identification: Pass Test Physical Form: Liquid Refractive Index: 1.3585 Residue after Evaporation: ≤0.0002% Specific Gravity: 0.79 Vapor Pressure: 247mbar at 20°C Viscosity: 0.32 mPa.s (20°C) Water: ≤0.1% Chemical Name or Material: Acetone
LR-20230928-7 | METHANOL |  | A3493, 5000 | 8N011870 | BioChemica | 51.95 |  |  |  | Highly flammable liquid and vapour. Toxic if swallowed, in contact with skin or if inhaled. Causes damage to the central nervous system and the visual organs. | Wear protective gloves/protective clothing/eye protection/face protection/hearing protection. | RT | Class 3- Flammable liquids | 7 | Neutral | CH3OH | 1
LR-20230417-180 | Saponin |  | A18820 | 10230675 | ThermoScientific | 12 |  | 20.06.2023 |  | Causes serious eye irritation, may cause respiratory irritation | Wash face, hands and any exposed skin thoroughly after handling. Wear eye/face protection. Avoid breathing dust/fume/gas/mist/vapors/spray | Dry enviroment |  | 4-7 | Neutral | C27H42O3 | 1 | 25 g
LR-20240409-73 | Ultrapure BSA |  | AM2616 | 2922957 | invitrogen | 111.5 | [5 empty] | -25°C to -15°C | [5 empty] | Non-acetylated
LR-20231018-1 | Percoll | 2 | 17089101 | 10338153 | Fisher Scientific (Cytiva) | 273 |  |  | 30.03.2028 | NON-HAZARDOUS |  | +4°C to +30°C | Class 12 | 8.5 - 9.9 | Base |  | 1
LR-20220502-355 | Dynabeads MyOne Tosylactivated |  | 65501 | 01231183 | invitrogen | 225 |  |  | 30.09.2024 |  |  | 2ºC - 8ºC |  |  |  |  | 1 | 2 mL (100 mg/mL)
LR-20240515-12 | Fortis X Membrane Regular Coating |  | SM240221C |  | Fortis | REGAL | [10 empty] | 2
LR-20230831-18 | Magnesium Sulfate Solution (MgSo4) |  | B1003S | 10179237 | NEB | 13.5 |  |  | 28.02.2027 | This chemical is not considered hazardous |  | -20°C |  | No data available |  |  | 4 x 1.5 mL
LR-20231201-161 | HI-DI FORMAMIDE |  | 4401457 | 2112146 | THERMO FISHER SCIENTIFIC | REGAL |  | 05.05.2022 | 14.12.2022 | H360 - May damage fertility or the unborn child if swallowed H351 - Suspected of causing cancer if swallowed H373 - May cause damage to organs through prolonged or repeated exposure |  | Not Applicable |  | 9 |  |  | 4
LR-20210708-102 | FLUORESCENT RED POLYETHYLENE MICROSPHERES |  | UVPMS-BR-1.050 45-53 um - 5g | 111019-1 | Cospheric | 137.925 |  |  |  | May form combustible concentrations in air. Spilled material is extremely slippery. Dust may cause irritation. | Store in tightly closed original container in a dry, cool and well-ventilated place away from all sources of ignition. |  | Class 13 |  |  |  | 1 | Polyethylene microspheres are hydrophobic and suspend easily in oil-based solutions. They can also be suspended in aqueous solution if coated with a surfactant prior to suspending in water. We recommend using Tween 80 or Tween 20 Surfactants. Density: 1.045g/cc - 1.055g/cc Daylight Color: Fluorescent Red (607nm Peak) Fluorescent Response: Fluorescent Red under 300-550nm wavelengths. Works well with Green Lasers. Peak emission of 607nm when excited at 575nm Particles in Size Range: > 90% Spherical Particles: > 90%
LR-20231212-88 | AMPURE XP |  | A63881 | 18864200 | BECKMAN COULTER | REGAL |  | 21.10.2021 | 19.10.2022 | NOT HAZARDOUS |  |  |  | 8.0 - 8.4
LR-20230915-445 | MAGNESIUM CHLORIDE SOLUTION |  | 63069-100mL | BCCB5111 | SIGMA ALDRICH | 10 |  | 18.08.2020 |  | none | If in contact with skin, rinse and change contaminated clothing | tightly closed | Class 12 | 5.0 - 7.5 | Neutral | MgCl2 | 1 | APPEARANCE (COLOR): Colorless APPEARANCE (FORM): Liquid TITRATION (KT) (MOLARITY): 0.97 - 1.03 MOL/L DENSITY D20/4: 1.070 - 1.085 METAL TRACE ANALYSIS (ICP): corresponds to requirements ALUMINIUM (ICP): ≤ 1 mg/kg BARIUM (ICP): ≤ 1 mg/kg BISMUTH (ICP): ≤ 1 mg/kg CALCIUM (ICP): ≤ 10 mg/kg CADMIUM (ICP): ≤ 1 mg/kg COBALT (ICP): ≤ 1 mg/kg CHROMIUM (ICP): ≤ 1 mg/kg COPPER (ICP): ≤ 1 mg/kg IRON (ICP): ≤ 1 mg/kg POTASSIUM (ICP): ≤ 50 mg/kg LITHIUM (ICP): ≤ 1 mg/kg MANGANESE (ICP): ≤ 1 mg/kg MOLYBDENUM (ICP): ≤ 1 mg/kg SODIUM (ICP): ≤ 500 mg/kg NICKEL (ICP): ≤ 1 mg/kg LEAD (ICP): ≤ 1 mg/kg STRONTIUM (ICP): ≤ 1 mg/kg ZINC (ICP): ≤ 1 mg/kg ARSENIC TRACES (MHS-AAS): ≤ 0.1 mg/kg TOTAL SULFUR AS SO4 (ICP): ≤ 50 mg/kg TOTAL NITROGEN: ≤ 2 mg/kg PHOSPHATE (PO4): ≤ 10 mg/kg EXTRANEOUS ACTIVITIES: DNAses, RNAses, Proteases, Phosphatases Not Detectable SOLUBILITY (METHOD): NEAT APPEARANCE (SOLUTION): CLEAR COLORLESS PH (SOLUTION): 5.0 - 7.5 RESIDUE (FILTER TEST): NO RESIDUE UV - ABS. AT 260 NM: ≤ 0.05 UV - ABS. AT 280 NM: ≤ 0.03 RECOMMENDED RETEST PERIOD: 54 MONTHS
LR-20240419-154 | ProLong Gold Antifade reagent with DAPI |  | P36941 | 2801577 | Invitrogen | 34.325 |  |  | 19.10.2024 | NON-HAZARDOUS | N/A | 2-30°C | N/A | 6-8 | Neutral | C3H8O3 | 1 | 2ml, protect from light
LR-20230926-23 | ETHANOL ABSOLUTE |  | 8.18760.2500 | K52458260 020 | Sigma-Supelcro | 150 |  |  |  | Highly flammable liquid and vapor. Causes serious eye irritation. | Keep away from heat, hot surfaces, sparks, open flames and other ignition sources. No smoking. Keep container tightly closed. | Keep container tightly closed in a dry and well-ventilated place. Keep away from heat and sources of ignition. 5-30ºC | Class 3-FLAMMABLE LIQUIDS | 7 | Neutral | C2H6O | 1
LR-20230313-76 | HEPES |  | H3375-25G | SLCD6197 | SIGMA | 5 |  | 13.03.2020 |  | NON-HAZARDOUS | Avoid inhalation of dusts. | Tightly closed. Dry. | Class 13 | 5-6.5 | Neutral | C8H18N2O4S | 1
LR-20230929-26 | QUBIT RNA HS BUFFER |  | Q32855 | 2480129 | INVITROGEN | 205 |  |  |  | NON-HAZARDOUS | wear gloves, good hygiene when handling | RT |  |  |  |  | 1
LR-20221014-231 | WarmStart Colorimetric LAMP 2X MasterMIx (DNA&RNA) |  | M1800L | 10141526 | NEB | 75 |  |  | 31.01.2023 | Not applicable |  | -20ºC. Keep container tightly closed in a dry and well-ventila |  | 8 |  |  | 5 tubes (500 rxns)
LR-20240126-82 | BIOTIN-16-dUTP |  | 11093070910 | 25169638 | SIGMA ALDRICH | 241.5 | [10 empty] | 1
LR-20230918-3592 | FLUORESCENT GREEN POLYETHYLENE MICROSPHERES |  | UVPMS-BG-1.100g/cc (28-45um)- 5g | 180209-11-100-10-3 | COSPHERIC | 167.435 |  |  |  | May form combustible concentrations in air. Spilled material is extremely slippery. Dust may cause irritation. | Store in tightly closed original container in a dry, cool and well-ventilated place away from all sources of ignition. |  | Class 13 |  |  |  | 1 | Density: 1.09g/cc-1.11g/cc Daylight Color: Fluorescent Green Fluorescent Response: Peak emission of 515nm when excited at 414nm Polyethylene microspheres are hydrophobic and suspend easily in oil-based solutions. They can also be suspended in aqueous solution if coated with a surfactant prior to suspending in water. We recommend using Tween 80 or Tween 20 Surfactants.
LR-20230920-121 | SODIUM CYANIDE |  | 1.06437.1000 | S7846037 943 | EMPLURA (SUPELCO) | 34.3 |  | 18.08.2020 |  | May be corrosive to metals. Fatal if swallowed, in contact with skin or inhaled.Causes severe skin burns and eye damage. Causes damage to organs through prolonged exposure. Very toxic to aquatic life | Do not breathe dust. Avoid release to the environment. Wear gloves/ skin/eye/face protection.IF ON SKIN:Take off immediately all contaminated clothing. Rinse skin with water. | No metal or light-weight-metal containers. No metal containers. Tightly closed. Dry. Keep in a well-ventilated place. Keep locked up. Do not store near acids. | 6.1.B | 11-12 | Base | NaCN | 1 | BASIC PRODUCT, DO NO STORE NEAR ACIDS.
LR-20231127-116 | NUCLEIC ACID DETECTION BLOCKING BUFFER |  | 89880A | YA371866 | THERMOSCIENTIFIC | 140.5 |  |  |  | Not Hazardous |  | Keep in a dry, cool and well-ventilated place. Keep in properly |  | 7.3-7.7
LR-20220517-19 | MACSflex MicroBead Kit |  | 130-105-806 | 5220503951 | Miltenyi | REGAL |  |  | 12.05.2023 |  |  | 2ºC to 8ºC |  |  |  |  | 1
LR-20231204-87 | EXONUCLEASE I (E.COLI) |  | M0293S | 10092694 | BIOLABS | REGAL |  |  | 01.11.2022 | This chemical is not considered hazardous |  |  |  | No data available
LR-20220301-452 | GlobalFiler Allelic Ladder |  | 4476033 | 2109045 | appliedbiosystems (LifeTech) | REGAL |  |  | 16.07.2023 |  |  | -25 upon receipt & 8 after initial use |  |  |  |  | 1
LR-20231215-589 | L-GLUTAMINE |  | 25030-024 | 2252310 | THERMO FISHER | 8.145 |  |  |  | Not Hazardous |  | to -20ºC at -5ºC |  | 6-8
LR-20230915-479 | Trypan Blue Stain (0.4%) BOX |  | - | - | INVITROGEN | 20.235 | [11 empty] | Trypan Blue Stain 0,4% box.
LR-20240417-97 | Amonium Chloride 99+% pure |  | 123340010 | A0456560 | ThermoScientific | 24.4 | [10 empty] | 1 | MW=53.49 H4ClN; CAS: 12125-02-9
LR-20220928-36 | RNeasy Micro Kit (50) |  | 74004 | 172032888 | QIAGEN | 353 | [5 empty] | RT (15-25ºC) & 4ºC |  |  |  |  | 1 | columns and DNase set stored at 4ºC
LR-20230424-16 | BSA (Albumin Bovine Fraction V) |  | MB04603 | YL121 | nzytech | 15 |  | 06.10.2021 | 31.12.2022 | Acute Tox. 4: H302 - Harmful if swallowed |  | 4°C |  |  |  |  | 1 | GlyCardial
LR-20230927-39 | ALCOMON 70º | 2 | 977025.9 | 1911 | REIG JOFRE | 3 |  | 15.09.2020 | 30.06.2024 | non hazardous | none applicable | dry enviroment | class 3-flammable liquids |  |  |  | 1 | each 100ml contains 99,9 ml ethanol 70º and 0,01 ml cetilpirydinic chloride.
LR-20210708-69 | TWEEN 80 |  | P1754-25ML | BCCC1116 | Sigma-Aldrich | 11.95 |  | 17.06.2020 | 31.12.2025 | None | Gloves, Eyeshield | None specific condition | class 10- Combustibe Líquids | 5-7 | Neutral | C64H124O26 | 1
LR-20210708-119 | BLUE POLYETHYLENE MICROSPHERES-0.1g |  | BLPMS-1.08 10-22 uM - 0.1g | 567-264-1-6-3 | Cosphere | 239.12 |  |  |  | May form combustible concentrations in air. Spilled material is extremely slippery. Dust may cause irritation. | Store in tightly closed original container in a dry, cool and well-ventilated place away from all sources of ignition. |  | Class 13 |  |  |  | 1 | Density Range: 1.075-1.085g/cc Particles in Size Range: >90% Spherical Particles: >90% Polyethylene microspheres are hydrophobic and suspend easily in oil-based solutions. They can also be suspended in aqueous solution if coated with a surfactant prior to suspending in water. We recommend using Tween 80 or Tween 20 Surfactants.
LR-20231002-18 | WATER, RNASE-FREE 10mL |  |  | 175011818 | QIAGEN | 37.715 |  |  |  | NON-HAZARDOUS | N/A | RT | N/A | 7-7,5 | Neutral | H2O | 1 | 2x10mL
LR-20230919-41 | POTASSIUM DIHYDROGEN PHOSPHATE |  | 26936.236 | 22D214105 | VWR CHEMICALS | 36.68 |  |  | 11.02.2027 | NON-HAZARDOUS | Avoid breathing in dust |  | class 10-13 | 4,4 | Acid | H2KO4P | 1
LR-20240405-169 | Ammonium Sulfate |  | BP212R-1 | 226480 | Fisher bioreagents | 58.06 | [5 empty] | RT |  |  |  | H8N2O4S | 1
LR-20210707-42 | High Capacity RNA-to-cDNA Kit |  | 4387406 | 01057596 | AppliedBiosystem | 62.25 | x |  |  | Not Hazardous |  | -15 to -25ºC |  | No data
LR-20230717-108 | RNeasy Micro Kit (50) |  | 74004 | 175020755 | Qiagen | 297.74 | x | [9 empty] | 1
LR-20230313-15 | 16% Formaldehyde Solution (W/V), Methanol-free |  | 28906 | YA357155 | ThermoScientific | 25.825 |  |  |  | FLAMMABLE LIQUIDS, ACUTE TOXICITY (oral), ACUTE TOXICITY (dermal), 4 SKIN CORROSION/IRRITATION, SERIOUS EYE DAMAGE/ EYE IRRITATION, CARCINOGENICITY | Do not handle until all safety precautions have been read and understood. Use personal protective equipment. Wear gloves, eye face, clothing protection, . Keep away from flames and hot surfaces. | 15-30ºC | 3- Flammable & 8-Corrosive | 2,8-4 | Acid |  | 2 | 10 x 1 mL ampule EACH UNIT.
LR-20240213-746 | DULBECCO'S PHOSPHATE BUFFERED SALINE | 2 | MS01PJ1001 |  | BIOWEST | 25.3 | x |  | 12.02.2027 |  |  | ROOM TEMPERATURE |  |  |  |  | 2
LR-20230919-31 | DENSITY MARKER BEADS BLUE |  | DMB-RBLU-1.08-2.5mL | 1028-281-314 | COSPHERIC | 42.98 |  |  |  | NON-HAZARDOUS | Avoid handling practices that cause dust formation. Avoid inhalation of high concentrations of dust. Observe occupational exposure limits and minimize the risk of inhalation of dust. | Store in tightly closed original container in a dry, cool and well-ventilated place. |  |  |  |  | 1 | Cospheric Density Marker Beads are provided at a 20% concentration in an aqueous solution in 2.5ml vials.
LR-20221013-133 | Lactalbumin Enzymatic hydrolysate |  | L9010-500 | 102454585-BCCG8431 | Sigma | 96 | [5 empty] | 2-8ºc |  |  |  |  | 1 | 500 G
LR-20240719-80 | PBS pH7.4 (10X) |  | 70011-044 | 2868162 | gibco | 81.95 | x |  | 30.04.2026 |  |  | 15°C - 30°C |  |  |  |  | 1
LR-20230915-477 | Trypan Blue Stain (0.4%) 100mL | 2 | 15250-061 | 2204862 | Gibco | 20.235 |  |  |  | May cause cancer | Wear protective gloves/ protective clothing/ eye protection/ face protection. | RT | 6.1.D | 7.1-7.5 | Neutral | 3,3'-dimethyl-4,4'-bis(5-amino-4-hydroxy-2,7-disulphonaphthyl-3-azo)-[1,1'- biphenyl] tetrasodium salt | 1 | Sterile Filtered (A)
LR-20210708-106 | Black Microspheres |  | BKPMS-1.2 10-20 um | 130502-100 | Cospheric | 137.925 | [10 empty] | 1 | 1.28 g/cc Paramagnetic 0.1 grams
LR-20231006-57 | Arcturus PicoPure RNA isolation KIT |  | 12204-01 | 01275909 | THERMO FISHER | 220 |  | 31.08.2022 |  | Guanidine Thiocyanide; ethanol; 2-mercaptoethanol and triton X-100: Higly flammable. Severe eye damage. Skin burns. | keep away from flames, hot surfaces, sparks. Use gloves. | RT | Flammable, corrosive |  |  |  | 1
LR-20210707-21 | Puregene Core Kit B |  | 1042608 | 8850000262 | Qiagen | 25 |  |  | 25.04.2022 | non-hazardous |  | 15-25ºC | n/a |  |  |  | 1 | Application: extraction of HMW DNA
LR-20231212-90 | FLUOROPHOREX |  | 2217 | 17025 | DEGRADEX |  |  |  |  | Eyes: mild irritation Skin Contact: short exposure - no irritation; repeated prolonged exposure (especially if confined) - mild irritation, possibly a mild superficial burn. | Eyes: Flushing the eye immediately with water for 15 minutes is a good safety practice. Physician should stain for evidence of corneal injury. Skin: Contact may cause slight irritation.
LR-20230915-483 | Trypan Blue Stain (0.4%) 2x1mL |  | T10282 | 2633538 | INVITROGEN | 15.94 |  |  |  | May cause cancer. | Wear protective gloves/ protective clothing/ eye protection/ face protection. | RT | 6.1.D | 7.1-7.5 | Neutral | 3,3'-dimethyl-4,4'-bis(5-amino-4-hydroxy-2,7-disulphonaphthyl-3-azo)-[1,1'- biphenyl] tetrasodium salt | 1
LR-20230918-3589 | BLUE POLYETHYLENE MICROSPHERES-5G |  | BLPMS-1.08 (27-45um) -5g | 566264315 | COSPHERIC | 137.925 |  |  |  | May form combustible concentrations in air. Spilled material is extremely slippery. Dust may cause irritation. | Store in tightly closed original container in a dry, cool and well-ventilated place away from all sources of ignition. |  | Class 13 |  |  |  | 1 | Density Range: 1.075-1.085g/cc Particles in Size Range: >90% Spherical Particles: >90% Polyethylene microspheres are hydrophobic and suspend easily in oil-based solutions. They can also be suspended in aqueous solution if coated with a surfactant prior to suspending in water. We recommend using Tween 80 or Tween 20
LR-20240409-72 | Prolong glass Antifade Mountant | 1 | P36982 | 2775948 | invitrogen | 39.125 | [5 empty] | 2°C- 8°C |  |  |  |  | 1 | Falta SDS
LR-20210707-27 | Short Read Eliminator XS Kit |  | SS-100-121-01 | 10031 | Circulomics | 113.475 |  |  |  | non-hazardous | n/a | 18-25ºC | n/a |  |  |  | 1 | Depletion/Size Selection of DNA<10 kb
LR-20210707-22 | Nanobind CBB Big DNA Kit | 2 | NB-900-001-01 | 10154 | Circulomics | 300.475 |  | 10.03.2021 |  |  |  | Store RNase A at 4ºC; Store all other components at RT (18-25ºC) | [5 empty] | Application: extraction of HMW or UHMW DNA (for posterioir Nanopore Sequencing)
LR-20230829-180 | dNTP (Deoxynucleotide Solution Set) |  | N0446S | 10179861 | NEB | 131.12 | x |  | 31.12.2024 | No hazardous |  | -20°C |  | No data available |  |  | 1
LR-20240409-58 | SYBR Safe DNA Gel Stain |  | S33102 | 2831039 | invitrogen | 61.5 |  |  |  |  | Use personal protective equipment as required. No special handling advices are necessary. | 15°C - 30°C |  |  |  |  | 1 | 400 µL. Protect from light. *Do not freeze*
LR-20210707-26 | Short Read Eliminator Kit |  | SS-100-101-01 | 10039 | Circulomics | 113.475 |  |  |  | non-hazardous | n/a | 18-25ºC | n/a |  |  |  | 1 | Depletion/Size Selection of DNA <25 kb
LR-20230313-78 | Sodium deoxycholate |  | 30970-25G | BCCB0917 | SIGMA | 27.3 |  | 14.06.2019 |  | Harmful if swallowed | Do not swallow, handle with gloves and wash hands thoroughly after use. | Dry enviroment. | Class 11 | 7,5-9 | Base | C24H39NaO | 1 | Specifications: APPEARANCE (COLOR): White to Faint Beige APPEARANCE (FORM): Powder TITRATION (NT): HCLO4 0.1M 98.0 - 102.0 % (calculated for dry substance) HPLC MINOR COMPONENT (AREA %): Cholic Acid ≤ 1 % SPECIFIC ROTATION (20/D): 44.0 ± 2.0 Degrees CONCENTRATION: C=2 IN WATER SOLUBILITY (COLOR): Colorless to Very Faint Yellow SOLUBILITY (TURBIDITY.): Clear SOLUBILITY (METHOD): 1g in 10ml water WATER: ≤ 6.5 % INFRARED SPECTRUM: CONFORMS TO STRUCTURE METAL TRACE ANALYSIS (ICP): CORRESPONDS TO REQUIREMENTS CALCIUM (ICP): ≤ 200 mg/kg CADMIUM (ICP): ≤ 5 mg/kg COBALT (ICP): ≤ 5 mg/kg CHROMIUM (ICP): ≤ 5 mg/kg COPPER (ICP): ≤ 5 mg/kg IRON (ICP): ≤ 10 mg/kg MAGNESIUM (ICP): ≤ 10 mg/kg MANGANESE (ICP): ≤ 5 mg/kg NICKEL (ICP): ≤ 5 mg/kg LEAD (ICP): ≤ 10 mg/kg ZINC (ICP): ≤ 5 mg/kg RECOMMENDED RETEST PERIOD: 36 MONTHS
LR-20240723-37 | QIAquick PCR Purification Kit (50) | 2 | 28104 | 178015359 | QIAGEN | 70.5 |  | 26.10.2023 |  | Guanidine hydrochloride, isopropanol: highly inflammable. Serious eye and skin irritation. | Wear gloves and protective glasses. Keep away from ignition sources. | RT (15-25Cº) | Class 3: inflammable liquids (isopropanol) |  |  |  | 1 | KIT.
LR-20240530-2 | DSP (Dithiobis[succinimidylpropionate] |  | 22586 | ZA381420 | ThermoScientific | 191 |  | 08.04.2024 |  | Lesión ocular grave/irritación ocular Categoría 2 Corrosión o irritación cutáneas Categoría 2 Toxicidad específica para determinados órganos Categoría 3 |  | 2°C to 8°C desicated |  |  |  |  | 1 | H315-Provoca irritación cutánea. H319-Provoca irritación ocular grave. H335-Puede irritar las vías respiratorias.P261-Evitar respirar el polvo/el humo/el gas/la niebla/los vapores/el aerosol. P264-Lavarse concienzudamente tras la manipulación. P271-Utilizar únicamente en exteriores o en un lugar bien ventilado. P280-Llevar guantes/prendas/gafas/máscara de protección. P302+P352-EN CASO DE CONTACTO CON LA PIEL: Lavar con abundante agua/. P304+P340-EN CASO DE INHALACIÓN: Transportar a la persona al aire libre y mantenerla en una posición que le facilite la respiración. P305+P351+P338-EN CASO DE CONTACTO CON LOS OJOS: Aclarar cuidadosamente con agua durante varios minutos. Quitar las lentes de contacto, si lleva y resulta fácil. Seguir aclarando. P332+P313-En caso de irritación cutánea: Consultar a un médico. P337+P313-Si persiste la irritación ocular: Consultar a un médico. P403+P233-Almacenar en un lugar bien ventilado. Mantener el recipiente cerrado herméticamente. P501b-Eliminar el contenido/el recipiente en conforme a la reglamentación local/regional/nacional/internacional.
LR-20231215-590 | ACCUTASE SOLUTION |  | A6964-100ML |  | SIGMA-ALDRICH | 23.02 |  |  | 31.03.2024 | Not hazardous |  | Tightly closed.Recommended storage temperature -20 °C |  | 6,8 - 7,8
LR-20231215-591 | FOETAL BOVINE SERUM |  | 04-007-1A | 1729758 | BIOLOGICAL INDUSTRIES | 150 |  |  | 31.07.2022
LR-20210709-8 | Ethanol 70% (v/v) |  | 83801.290 | 20F164023 | VWR | 8.15 |  |  | 15.06.2025 | Highly flammable liquid and vapor. Causes serious eye irritation. | Keep away from heat, hot surfaces, sparks, open flames and ignition sources. No Smoking. Take precautionary measures against electrostatic discharges. Wear protective gloves/clothes/goggles/mask. | Keep the container tightly closed and in a well-ventilated place. Keep/store only in the original container. | Class 3- Flammable líquids |  |  | C₂H₅OH | 1 | 1L
LR-20230922-114 | TRIZOL REAGENT |  | 15596018 | 20653601 | Thermo Fisher | 233.5 |  |  |  | Acute oral toxicity. Acute dermal toxicity .Acute inhalation toxicity - vapor. Skin corrosion/irritation. Serious eye damage/eye irritation | see comments | Keep in a dry, cool and well-ventilated place. Keep in properly labeled containers. | Class 8B | 4 | Acid |  | 1 | Wash hands thoroughly after handling P280 - Wear protective gloves/protective clothing/eye protection/face protection P261 - Avoid breathing dust/fume/gas/mist/vapors/spray P270 - Do not eat, drink or smoke when using this product P271 - Use only outdoors or in a well-ventilated area
LR-20220301-450 | GlobalFiler PCR Amplification Kit |  | 4476135 | 2201136 | appliedbiosystems (LifeTech) | 1500 |  |  | 16.07.2023 |  |  | see comments |  |  |  |  | 1 | Storage Conditions: -25ºC to -15ºC upon receipt & 2ºC to 8ºC after initial use.
LR-20230918-3590 | FLUORESCENT VIOLET POLYETHYLENE MICROSPHERES |  | UVPMS-BV-1.06 (125-150um) 10g | 131029-1 | COSPHERIC | 84.2 |  |  |  | May form combustible concentrations in air. Spilled material is extremely slippery. Dust may cause irritation. | Store in tightly closed original container in a dry, cool and well-ventilated place away from all sources of ignition. |  | Class 13 |  |  |  | 1 | Density: 1.055g/cc-1.065g/cc (perfect for suspension in water) Daylight Color: Fluorescent Violet (636nm Peak) Fluorescent Response: Fluorescent Violet Peak emission of 636nm when excited at 584nm Particles in Size Range: > 90% Spherical Particles: >90% Polyethylene microspheres are hydrophobic and suspend easily in oil-based solutions. They can also be suspended in aqueous solution if coated with a surfactant prior to suspending in water. We recommend using Tween 80 or Tween 20
LR-20240409-79 | PBS pH7.4 (10X) |  | 70011-044 | 2522783 | gibco | 45.625 |  |  | 30.11.2025 |  |  | 15°C - 30°C |  |  |  |  | 2
LR-20230918-3605 | DENSITY MARKER BEADS FLUORESCENT BLUE |  | DMB-FBLU-1.13 | 1029-281-314 | COSPHERIC | 42.98 |  |  |  | NON-HAZARDOUS | Avoid handling practices that cause dust formation. Avoid inhalation of high concentrations of dust. Observe occupational exposure limits and minimize the risk of inhalation of dust. | Store in tightly closed original container in a dry, cool and well-ventilated place. |  |  |  |  | 1 | Cospheric Density Marker Beads are provided at a 20% concentration in an aqueous solution in 2.5ml vials.
LR-20220706-611 | BSA (Bovine Serum Albumin) |  | 15561-020 | 2421288 | invitrogen | 267 | [5 empty] | -30 to -10 ºC |  |  |  |  | 150 mg | 3 vials of 1 mL (50 mg/mL)
LR-20210707-39 | CellTracker Deep red |  | C34565 | 2268284 | Invitrogen | 55 |  |  | 01.01.2021 | Not Hazardous |  | -5 to -25ºC | [5 empty] | Quantity: 20 x 15 ug
LR-20230920-125 | CHLOROFORM |  | J67241 | X30H838 | THERMOSCIENTIFIC | 83 |  |  |  | See comments. | Wear personal protective equipment/face protection. Use only under a chemical fume hood. Do not breathe mist/vapors/spray. Do not ingest. If swallowed then seek medical assistance. | Keep containers tightly closed in a dry, cool and well-ventilated place. Protect from direct sunlight. Store under an inert atmosphere. Protect from moisture | 6.1. C | 4,5 | Acid | CHCl3 | 1 | DANGERS: Harmful if swallowed.Causes skin/eye irritation.Toxic if inhaled.May cause drowsiness or dizziness.Suspected of causing cancer.Suspected of damaging the unborn child.Causes damage to organs through prolonged or repeated exposure
LR-20231002-19 | FICOLL-PAQUE PREMIUM 1.084 |  | 17-5446-02 | 10272519 | GE Healthcare | 150 |  | 21.03.2023 |  | None |  | +4ºC to +30ºC | Class 12 | 5-7 | Neutral |  | 1 | Density 1.084+/-0.001 g/ml (+20ºC) Mononuclear cell preparation endotoxin tested 100 mL (Sold as 6 x 100 mL)
LR-20230927-4 | SODIUM DODECYL SULFATE |  | L6026- 250g | SLBV9880 | SIGMA-ALDRICH | 34.95 |  | 22.02.2018 |  | Acute toxicity, Oral (Category 4), Skin irritation (Category 2), Serious eye damage (Category 1), Long-term (chronic) aquatic hazard (Category 3) | Wash skin thoroughly after handling. Avoid release to the environment. Wear protective gloves/ eye protection/ face protection. | Tightly closed. Dry. hygroscopic. | CLASS 11: combustible solids | 9.1 | Base | CH3(CH2)11OSO3Na | 1
LR-20230927-64 | ACETIC ACID |  | A6283 -500mL | MKCL7705 | SIGMA-ALDRICH | 20.55 |  |  |  | Flammable liquids (Category 3), H226 Skin corrosion (Sub-category 1A), H314 Serious eye damage (Category 1), H318 | Keep away from heat, hot surfaces, sparks, open flames and ignition sources. No smoking. Keep container tightly closed. Wear protective gloves/ protective clothing/ eye protection/ face protection. | Storage conditions Keep container tightly closed in a dry and well-ventilated place. Keep away from heat and sources of ignition. | CLASS 3-FLAMMABLE LIQUIDS | 2,5 | Acid | C2H4O2 | 1 | Glacial Acetic Acid, Reagent Plus >99%; C2H4O2; M= 60.05 g/mol; d= 1.049 g/mL at 25°C
LR-20220706-610 | Normal Mouse Serum Control |  | 31880 | XE3597941 | invitrogen | 54.5 | [5 empty] | 2-8 ºC |  |  |  |  | 2 mL | 2 mL; 50 mg/mL; 0.05% sodium Azide
LR-20210707-25 | UHMW DNA Aux Kit |  | NB-900-101-01 | 10004 | Circulomics | REGAL |  | 19.07.2021 |  |  |  | Store RNase A and RBC 10X at 4ºC; Store all other parts at 18-25ºC |  |  |  |  | 1 | UHMW DNA Extraction for Ultra Long Sequencing.
LR-20231009-3 | KIT Wizard HMW DNA Extraction |  | A2920 | 0000478762 | PROMEGA | 75 |  | 20.09.2021 | 28.03.2022 | Proteinase K (PK): H334 May cause allergy or asthma symptoms or breathing difficulties if inhaled. | Do not breathe in dust, vapor, mist, etc. | 15-30ºC |  |  |  |  | 1
LR-20240117-3101 | T7 Endonuclease I |  | M0302S | 10208864 | BioLabs | 40.5 |  |  | 31.05.2025 | This chemical is not considered hazardous |  | -20ºC |  | No data available
LR-20240206-1258 | pH buffer solution YELLOW |  | ECBU7BTC | 143/01 | ThermoScientific | 6.84 |  |  |  | Based on available data, the classification criteria are n | P273 - Avoid release to the environment P403 - Store in a well-ventilated place P501 - Dispose of contents/ container to an approved waste. | Keep container tightly closed in a dry and |  | 7.00
LR-20230918-4294 | BLACK POLYETHYLENE MICROSPHERES- 0.1g |  | BKPMS-1.2 (10-20um) | 130502-100 | COSPHERIC | 186.375 |  |  |  | May form combustible concentrations in air. Spilled material is extremely slippery. Dust may cause irritation. | Store in tightly closed original container in a dry, cool and well-ventilated place away from all sources of ignition. |  | Class 13 |  |  |  | 1 | Properties: PARAMAGNETICAL. Density: 1.2g/cc (tolerance +/-0.1g/cc) Particles in Size Range: > 90% Spherical Particles: > 90%
LR-20230929-23 | QUBIT 1X dsDNA BR WORKING SOLUTION |  | Q33260 | 2328993 | INVITROGEN | 58.325 |  | 28.06.2024 |  | NON HAZARDOUS | Use gloves | protect from light, DO NOT FREEZE |  | 7,5 | Neutral |  | 1
LR-20240417-98 | Amonium bicarbonate, 99% |  | 393212500 | A0453395 | ThermoScientific | 16.25 | [10 empty] | 1 | MW= 79.06 CH5NO3
LR-20220517-1 | CD45 Microbeads (sample) |  | 130-045-800 | 5220502706 | Miltenyi | 235 |  | 13.05.2022 |  |  |  | 2ºC to 8ºC, protected from light |  |  |  |  | 1 | 100 uL sample provided by Elena from Miltenyi for a Demo day
LR-20231214-1556 | HYALURONIDASE |  | P5233 | P1H21456 | ABNOVA | 56.5 |  |  |  | Eye: May cause eye irritation. Skin: May cause skin irritation. Ingestion: Ingestion of large amounts may cause gastrointestinal irritation. May cause gastric disturbances and electrolytic imbalance. | Eyes: Flush eyes with plenty of water for at least 15 minutes, occasionally lifting the upper and lower eyelids. Get medical aid. Skin: Flush skin with plenty of water for at least 15 minutes while r | -20ºC |  | Not available
LR-20240405-170 | Magnesium Chloride Hexahydrate |  | BP214-500 | 213832 | fisher Bioreagents | 62.3 | [5 empty] | RT |  |  |  | Cl2Mg.6H2O | 1
LR-20231127-119 | STABLE PEROXIDE SOLUTION |  | 89880F | YE367087 | THERMOSCIENTIFIC | 42.875 |  |  |  | Not classified |  | Keep in a dry, cool and well-ventilated place. Keep in properly labelled conta |  | 4.9-5.1
LR-20210708-12 | TopVision Agarose Tablets |  | R2802 | 01053437 | ThermoScientific | 25 |  |  | 30.11.2022 |  |  | Store at RT, away from light and moisture.
LR-20221026-25 | Ethanol for Molecular Biology | 2 | 1.08543.0250 | I1259543 305 | Sigma-Aldrich | 20.9 |  |  |  | Highly flammable liquid and vapor. Causes serious eye irritation | Keep away from heat, hot surfaces, sparks, open flames and other ignition sources. No smoking. Keep container tightly closed. Use explosion-proof equipment. Use non-sparking tools. | Room Temperature | Class 3: Flammable liquids |  |  | C2H6O | 1 | 250 mL
LR-20240108-8 | SODIUM CHLORIDE 99.85% for Molecular Biology |  | 327300025 | A0450681 | Thermoscientific | 57.15 |  |  |  | Non-Hazardous | N/A | Tightly closed | Class 11 | 5-8 | Neutral | NaCl | 2
LR-20231127-115 | X-BACS REAGENT |  | 60392 | XA1018 | THERMOGENESIS | 232
LR-20231220-9665 | POTASSIUM DIHYDROGEN PHOSPHATE >99% |  | P/4760/53 | 2361093 | FisherScientific | 28.105 |  |  |  | Non Hazardous | Hygroscopic | Dry enviroment |  | 4.4-4.7 EN 5% AQ |  | KPO4H2 | 1
LR-20210708-62 | Sodium azide |  | 447810250 | A0416625 | Acros Organics | 13.86 |  |  |  | Fatal if swallowed, in contact with skin or if inhaled. Toxic. Toxic to the environment. | Wear protective gloves/protective clothing/eye protection/face protection. Do not breathe dust/fume/gas/mist/vapors/spray. Use only outdoors or in a well-ventilated area. Wear respiratory protection | Keep in a dry, cool and well-ventilated place. Keep container tightly closed. Incompatible Materials. Acids. Peroxides. Acid chlorides. Metals. Oxidizing agent. | 6.1. | 10 | Base | N3Na | 1 | Specifications Boiling Point: 300.0°C Melting Point: 275.0°C Quantity: 25 g Assay Percent Range: 99% min. (Argentometry) Merck Index: 15,8717 Solubility Information Solubility in water: 420g/L (17°C). Other solubilities: soluble in liquid ammonia, slightly soluble in alcohol, insoluble in diethyl ether Formula Weight: 65.01 Percent Purity: ≥99% Grade: Biochemical Packaging: Plastic bottle Specific Gravity: 1.85 Density: 1.8500g/mL Chemical Name or Material: Sodium azide
LR-20220503-76 | TWEEN 20 |  | P1379-250ML | BCCG8743 | Sigma-Aldrich (Merck) | 22.5 |  |  |  | Non-hazardous | none | RT | Class 10 | 7 | Neutral | C58H114O26 | 1 | d=1.095 g/mL at 25ºC; M=1.228 g/mol; CAS-No: 9005-64-5
LR-20240515-14 | Fortis SG Membrane Regular Coating |  | SM250419A |  | Fortis | REGAL | [10 empty] | 2
LR-20230927-2 | 2-PROPANOL |  | 59300- 2L | STBJ3831 | Sigma-Aldrich | 45.5 |  |  |  | Highly flammable liquid and vapor. Causes serious eye irritation. May cause drowsiness or dizziness. | Keep away from heat, hot surfaces, sparks, open flames and other ignition sources. No smoking. Keep container tightly closed. Use explosion-proof electrical/ ventilating/ lighting/ equipment. | Keep container tightly closed in a dry and well-ventilated place. Keep away from heat and sources of ignition. | CLASS 3- FLAMMABLE LIQUIDS | 7 | Neutral | C3H8O | 2 | SPECIFICATIONS:APPEARANCE (FORM): Liquid APPEARANCE (TURBIDITY): Clear COLOR (IN APHA): ≤ 10 APHA PURITY (GC AREA %): ≥ 99.8 % DENSITY D20/4: 0.784 - 0.786 REFRACTIVE INDEX N20/D: 1.377 - 1.379 SOLUBILITY (METHOD): solubility in water: complying WATER (COULOMETR.): ≤ 0.1 % RESIDUE (EVAPORATION): ≤ 0.001 % ACIDITY OR ALKALINITY: ≤ 0.0001 meq/g TRACES PEROXIDE (AS H2O2) : ≤ 0.00034 % ACS SPECIFICATIONS: MEETS CURRENT ACS REQUIREMENTS ALUMINIUM: ≤ 0.00005 % BARIUM: ≤ 0.00001 % BISMUTH: ≤ 0.00001 % CALCIUM: ≤ 0.00005 % CADMIUM: ≤ 0.000005 % COBALT: ≤ 0.000002 % CHROMIUM: ≤ 0.000002 % COPPER: ≤ 0.000002 % IRON: ≤ 0.00001 % POTASSIUM: ≤ 0.00005 % LITHIUM: ≤ 0.00001 % MAGNESIUM: ≤ 0.00001 % MANGANESE: ≤ 0.000002 % MOLYBDENUM: ≤ 0.00001 % SODIUM: ≤ 0.0001 % NICKEL: ≤ 0.000002 % LEAD: ≤ 0.00001 % STRONTIUM: ≤ 0.00001 % ZINC: ≤ 0.00001 % CARBONYL COMPOUNDS: ≤ 0.002 % (as acetone) ≤ 0.002 % (as propionaldehyde) RECOMMENDED RETEST PERIOD: 42 Months
LR-20240206-1260 | pH buffer solution BLUE |  | ECBU10BTC | 133/03 | ThermoScientific | 6.635 |  |  | 06.02.2024 | Based on available data, the classification criteria are |  | Keep container tightly closed in a dry and |  | 10.01
LR-20230920-15 | POTASSIUM DIHYDROGEN PHOSPHATE |  | 26936.260 | 17G144126 | VWR CHEMICALS | 22.5 |  |  | 30.06.2022 | NON-HAZARDOUS | Avoid breathing in dust |  | class 10-13 | 4,4 | Acid | H2KO4P | 1
LR-20240213-738 | DTT MOLECULAR BIOLOGY GRADE |  | R0861 | 01205349 | ThermoScientific | 29.825 |  | 10.03.2022 |  | R22 - Harmful if swallowed. R36/38 - Irritating to eyes and skin. | P280 Wear protective gloves/protective clothing/eye protection/face protection. | 2-8ºC |  |  |  | C4H10O2S2
LR-20230313-71 | D-(+)- Glucose |  | G8270-100G | SLCF4424 | SIGMA | 17.75 |  | 07.10.2020 |  | NON-HAZARDOUS | Avoid inhalation of dusts. | Dry environment. TIGHTLY CLOSED. | Class 13 |  |  | C6H12O6 | 1 | Arrived 07.10.20
LR-20220503-78 | Sodium tetraborate decahydrate |  | 31457-500G | K2170 | Honeywell (Fisher) | 28.25 |  |  |  | May damage fertility. May damage the unborn child. | USE EYE/FACE PROTECTION. USE GLOVES WHEN HANDLING. | RT | 6.1.D | 10 | Base | Na2B4O7 · 10H2O | 1 | CAS: 1303-96-4
LR-20230929-14 | HYDROCHLORIC ACID FUMING 37% |  | 1.00317.1000 | Z0668117 030 |  | 19.7 |  |  | 31.05.2025 | H290 May be corrosive to metals. H314 Causes severe skin burns and eye damage. H335 May cause respiratory irritation. | P234 Keep only in original packaging. P261 Avoid breathing mist or vapors. Use only outdoors or in a well-ventilated area. Wear protective gloves/protective clothing/eye protection/face protection. | No metal containers. Tightly closed. | CLASS 8B- NON COMBUSTIVE, CORROSIVE HAZARDOUS MATERIALS | <1 | Acid | HCl | 1
LR-20231116-268 | Nitrocellulose membranes 0,45um |  | 88014 | YG3967871 | ThermoScientific | 91.5 |  |  |  | Flammable solid | Wear protective gloves, eye protection, keep away from heat. | 18-25ºC | Class 4.1.B |  |  |  | 15 membranes (1 box)
LR-20231107-172 | HypoThermosol FRS Preservation Solution |  | H4416-100ML | MKCS5992 | Biolife Solutions | 131 | [5 empty] | Protect from light during storage at 2-8°C. |  |  |  |  | 1
LR-20230920-113 | TRIZMA BASE |  | T6066-1KG | SLBV5592 | SIGMA | 104.5 |  |  |  | NON-HAZARDOUS |  | DRY ENVIRONMENT. TIGHTLY CLOSED | CLASS 11 | 10.2-10.6 | Base | C4H11NO3 | 1
LR-20210708-109 | FLUORESCENT GREEN POLYETHYLENE MICROSPHERES (1g) |  | UVPMS-BG1.00 10-29um | 180209-11-100-10-4 | Cospheric | 137.925 |  |  |  | May form combustible concentrations in air. Spilled material is extremely slippery. Dust may cause irritation. | Store in tightly closed original container in a dry, cool and well-ventilated place away from all sources of ignition. |  | Class 13 |  |  |  | 1 | Density: 0.99g/cc-1.01g/cc (perfect for suspension in water) Daylight Color: Fluorescent Green Fluorescent Response: Peak emission of 515nm when excited at 414nm Particles in Size Range: > 90% Spherical Particles: > 90% Polyethylene microspheres are hydrophobic and suspend easily in oil-based solutions. They can also be suspended in aqueous solution if coated with a surfactant prior to suspending in water. We recommend using Tween 80 or Tween 20 Surfactants.
LR-20230412-72 | ACETIC ACID |  | A6283-100ML | MKCQ4136 | SIGMA ALDRICH | 12.1 |  |  |  | Flammable liquids (Category 3), H226 Skin corrosion (Sub-category 1A), H314 Serious eye damage (Category 1), H318 | Keep away from heat, hot surfaces, sparks, open flames and ignition sources. No smoking. Keep container tightly closed. Wear protective gloves/ protective clothing/ eye protection/ face protection. | Storage conditions Keep container tightly closed in a dry and well-ventilated place. Keep away from heat and sources of ignition. | CLASS 3-FLAMMABLE LIQUIDS | 2.5 | Acid | C2H4O2 | 1 | Glacial Acetic Acid, Reagent Plus >99%; C2H4O2; M= 60.05 g/mol; d= 1.049 g/mL at 25°C
LR-20230915-443 | SODIUM CARBONATE MONOHYDRATE 99.5% |  | 36485 | P12F040 | ALFA AESAR | 50 |  |  |  | Causes serious eye irritation | Wear eye protection. | Dry enviroment, protect from moisture. | Class 13 |  |  | CH2Na2O4 | 2 | Specifications: Melting Point: 100°C-H2O Physical Form: Granules Quantity : 100 g Assay Percent Range: 99.5% Solubility Information: Soluble in water and glycerol. Insoluble in alcohol,acetone,alkyl acetates,benzonitrile and liquid ammonia. Formula Weight: 124.01 (105.99 Anhydrous) Grade: ACS Reagent Sensitivity: Hygroscopic Density: 2.250 g/mL Chemical Name or Material: Sodium carbonate monohydrate, For analysis ACS
LR-20231107-154 | GeneScan 600 LIZ Size Standard v2.0 |  | 4408399 | 01213293 | Thermofisher | 50 |  | 01.03.2022 | 03.07.2023 | Not Hazardous |  |  |  | 6-8 |  |  | 1
LR-20221021-7 | PAP PEN |  | Z672548-1EA | 3110 | MERCK | 63.5 | [5 empty] | RT | [5 empty] | ADVANCED PAP PEN
LR-20230920-14 | DI-SODIUM HYDROGEN PHOSPHATE DIHYDRATE | 3 | 1.06580.1000 | K52606680 040 | EMSURE | 54.5 |  |  |  | NON-HAZARDOUS |  | DRY ENVIROMENT | CLASS 13 |  |  | NaPO4*2H2O | 1
LR-20210921-53 | EquiPhi29 DNA Polymerase |  | A39390 | 01088870 | ThermoFisher | 23.5 |  |  |  | No hazardous |  | -25ºC to -15ºC |  |  |  |  | 1 | 250 U
LR-20210708-13 | Tris-Acetate-EDTA (TAE), 50X Solution |  | BP1332-1 | 205621 | Fisher | 31.075 |  |  |  | NON-HAZARDOUS | Wear personal protective equipment/protective mask. Ensure adequate ventilation. Avoid contact with skin, eyes or clothes. Do not breathe mist/vapours/spray. | TIGHTLY CLOSED. | CLASS 12 | 8.2-8.4 | Base |  | 1 | Filtered Through a 0.2 Micron Filter RNase, DNase and Protease-Free 1 X Solution (pH8.3+/-0.1). Contains 40 mM Tris-Acetate and 1mm EDTA.
LR-20210708-67 | Trypan blue 0.4% solution |  | P08-34100 | 3460720 | PAN Biotech | 4.08 |  | 15.09.2023 |  | May cause cancer. | Wear protective gloves/ protective clothing/ eye protection/ face protection. | RT | 6.1.D | 7.1-7.5 | Neutral | 3,3'-dimethyl-4,4'-bis(5-amino-4-hydroxy-2,7-disulphonaphthyl-3-azo)-[1,1'- biphenyl] tetrasodium salt | 1 | Sterille filtered 100 mL
LR-20230918-3788 | DENSITY MARKER BEADS |  |  |  | COSPHERIC | REGAL | [11 empty] | GENERAL CLASSIFICATION FOR DENSITY MARKER BEADS. FOR INFORMATION ON THE DIFFERENT COLORS STOCK CHECK RELATIONSHIPS>CHILDREN.
LR-20210707-41 | DreamTaq Green PCR Master Mix (2X) |  | K1081 | 01052929 | ThermoScientific | 65 |  |  | 31.01.2023 | Not classified |  | -15 to -25ºC |  | No data |  |  |  | K1081 DreamTaq Green PCR Master Mix (2X)--> queden 3 vials
LR-20230920-7 | POTASSIUM CHLORIDE |  | 1.04936.0500 | K50807136 850 | EMSURE | 29.45 |  |  |  | NON-HAZARDOUS | Avoid breathing in dust. | 5-30ºC | Class 13 | 5.5-8.5 | Neutral | KCl | 1
LR-20231220-16893 | Acetazolamide 99% |  | L07562.14 | 10241524 | thermo scientific | 37.89 |  |  |  | H360 - May damage fertility or the unborn |  | Keep containers tightly closed in a dry, cool and |  | No information available
LR-20231211-7813 | MONARCH RBC LYSIS BUFFER |  | T3051-21 | 10086367 | BIOLABS | 43 |  |  |  | not hazardous | Remove to fresh air. Eye contact Rinse thoroughly with plenty of water for at least 15 minutes, lifting lower and upper eyelids. Consult a physician. Skin contact Wash skin with soap and water. | 4ºC |  | No data available
LR-20230927-1 | ETHANOL ABSOLUTE |  | 8.18760.2500 | K52458260 020 | Sigma- Supelcro | 30 |  |  |  | Highly flammable liquid and vapor. Causes serious eye irritation. | Keep away from heat, hot surfaces, sparks, open flames and other ignition sources. No smoking. Keep container tightly closed. | Keep container tightly closed in a dry and well-ventilated place. Keep away from heat and sources of ignition. 5-30ºC | Class 3-FLAMMABLE LIQUIDS | 7 | Neutral | C2H6O | 1
LR-20231214-1548 | 0.25% TRYPSIN-EDTA |  | 25200-072 | 2177694 | GIBCO | 23.89 |  |  |  | Not Hazardous | P261 - Avoid breathing dust/fume/gas/mist/vapours/spray P284 - In case of inadequate ventilation wear respiratory protecti | -20ºC/-5ºC. Keep in a dry, cool and well-ventilated place. Keep in properly labelled containers. Store in accordance with local regulations |  | 6-8
LR-20210708-15 | RNA later Solution |  | AM7020 | 01047944 | Invitrogen | 36.44 | x | 14.04.2022 |  | NON-HAZARDOUS | N/A | 15ºC to 25ºC. Keep in a dry, cool and well-ventilated place. Keep in properly labelled containers. | [5 empty] | RNA Stabilization Solution. 100 mL
LR-20230915-446 | GLYCEROL >99.5% |  | 49767-100mL | BCBV5686 | SIGMA ALDRICH | 27.95 |  | 22.02.2018 |  | Non-hazardous | none | Tightly closed | Class 10 | 5.5-8 | Neutral | C3H8O3 | 1
LR-20220801-9 | Cyto-Fast Fix/Perm Buffer Set |  | 426803 | B369243 | BioLegend | 110.5 |  | 02.08.2022 |  | H332 ACUTE TOXICITY (inhalation) - Category 4 H317 SKIN SENSITIZATION - Category 1 H341 GERM CELL MUTAGENICITY - Category 2 H350 CARCINOGENICITY - Category 1A | P201 - Obtain special instructions before use. P202 - Do not handle until all safety precautions have been read and understood. P280 - Wear protective gloves. Wear eye or face protection. Wear protect | 2ºC - 8ºC |  | 7.2 |  |  | 1 | 2 components: Fix/Perm Solution (Cat: 750000133; Lot: B362000; 50 mL) + Perm/Wash Solution 10X (Cat: 750000135; Lot: B362001; 100 mL)
LR-20230919-28 | DENSITY MARKER BEADS FLUORESCENT VIOLET |  | DMB-FVIO-1.06-2.5mL | 1030-281-314 | COSPHERIC | 42.98 |  |  |  | NON-HAZARDOUS | Avoid handling practices that cause dust formation. Avoid inhalation of high concentrations of dust. Observe occupational exposure limits and minimize the risk of inhalation of dust. | Store in tightly closed original container in a dry, cool and well-ventilated place. |  |  |  |  | 1 | Cospheric Density Marker Beads are provided at a 20% concentration in an aqueous solution in 2.5ml vials.
LR-20230919-27 | DENSITY MARKER BEADS FLUORESCENT RED |  | DMB-FRED-1.09- 2.5mL | 307-48-314 | COSPHERIC | 42.98 |  |  |  | NON-HAZARDOUS | Avoid handling practices that cause dust formation. Avoid inhalation of high concentrations of dust. Observe occupational exposure limits and minimize the risk of inhalation of dust. | Store in tightly closed original container in a dry, cool and well-ventilated place. |  |  |  |  | 1 | Cospheric Density Marker Beads are provided at a 20% concentration in an aqueous solution in 2.5ml vials.
LR-20231214-1543 | ANTIBIOTIC-ANTIMYCOTIC |  | 15240-062 | 2585850 | GIBCO | 35.25 |  | 20.12.2023 |  | Not Hazardous | P261 - Avoid breathing dust/fume/gas/mist/vapours/spray P201 - Obtain special instructions before use P260 - Do not breathe dust/fume/gas/mist/vapours/spray P273 - Avoid release to the environmen | [6 empty] | Aliquotat està a F2d6
LR-20210708-61 | Glycerol >99.0% |  | G5516-100ML | SHBL6836 | Sigma-Aldrich | 52 |  |  |  | Non-Hazardous | None. | Tightly closed. | Class 10 | 5.5-8 | Neutral | C3H8O3 | 1
LR-20230928-40 | 2-MERCAPTOETHANOL |  | M3148-25mL | BCBS5481 | SIGMA ALDRICH | 11.2 |  | 27.08.2017 |  | SEE COMMENTS | Avoid release to the environment. P280 Wear protective gloves/ protective clothing/ eye protection/ face protection. | Tightly closed. Keep in a well-ventilated place. Keep locked up or in an area accessible only to qualified or authorized persons. | 6.1A: Combustible, acute toxic | 4-6 | Acid | C2H6OS | 1 | DANGERS: Toxic if swallowed or if inhaled. H310 Fatal in contact with skin. H315 Causes skin irritation. H317 May cause an allergic skin reaction. H318 Causes serious eye damage. H361d Suspected of damaging the unborn child. H373 May cause damage to organs (Liver, Heart) through prolonged or repeated exposure if swallowed. H410 Very toxic to aquatic life with long lasting effects.
LR-20220429-17 | 20X TE buffer |  | T11493 | 2369085 | invitrogen | 112 |  | 04.05.2022 |  | Not Hazardous | Skin contact Rinse skin with water. Immediate medical attention is not required. Eye contact Rinse cautiously with water for several minutes. Remove contact lenses, if present and easy to do. | -25ºC to 30ºC |  | 6-8 |  |  | 1 | 200 mM Tris-HCL, 20 mM EDTA, pH 7.5, RNase free
LR-20240108-9 | RNeasy Mini Kit (50) |  | 74104 | 175027674 | QIAGEN | 217.056 | x |  |  | Ethanol; guanidine thiocyanate: Flammable liquid and vapour. May be harmful in contact with skin. Serious eye damage. CONTACT WITH ACIDS CREATES VERY TOXIC GAS. | Keep away from heat/flames/... Wear gloves. | RT | Flammable | 7-7,5 | Neutral |  | 1
LR-20230919-26 | DENSITY MARKER BEADS FLUORESCENT GREEN |  | DMB-FGRN-1.02-2.5mL | 1027-281-344 | COSPHERIC | 42.98 |  |  |  | NON-HAZARDOUS | Avoid handling practices that cause dust formation. Avoid inhalation of high concentrations of dust. Observe occupational exposure limits and minimize the risk of inhalation of dust. | Store in tightly closed original container in a dry, cool and well-ventilated place. |  |  |  |  | 1 | Cospheric Density Marker Beads are provided at a 20% concentration in an aqueous solution in 2.5ml vials.
LR-20210921-49 | UltraPure Glycogen |  | 10814-010 | 2355493 | invitrogen | 67 |  | 21.09.2021 |  | Not Hazardous |  | Store at -20° C +/- 2° C |  | 6-8 |  |  | 1 | 100 uL (20 ug/uL)
LR-20230313-139 | Trizma Base |  | T6066-1KG | SLBV3796 | SIGMA | 104.5 |  | 19.02.2018 |  | NON-HAZARDOUS | . | DRY ENVIRONMENT. TIGHTLY CLOSED | CLASS 11 | 10.2-10.6 | Base | C4H11NO3 | 1
LR-20220901-101 | DNase I |  | 10104159001 | 60852700 | MERCK | 55.5 | [5 empty] | 2-8 ºC |  |  |  |  | 1 | DNase I from bovine pancreas grade II 100 mg
LR-20210709-6 | Formaldehyde 37% |  | BP531-500 | 205886 | Fisher | 33.54 |  | 15.02.2022 |  | Flammable liquid and vapour, Toxic if swallowed, in contact with skin or inhaled, Causes skin burns and serious eye damage, irritates respiratory tract, may cause cancer, causes organ damage. | Do not handle the substance before having read and understood all safety instructions. Wear protective gloves/clothes/goggles/mask | RT 20º-30ºC. Do not store below 13ºC | Class 3 | 3-4.2 | Acid | CH2O | 1 | Name of chemical or material: formaldehyde Note name: 37% by weight Melting point: −15 °C Color: Colorless Density: 1,083 g/cm┬│ pH: From 3 to 4.2 Boiling point: 97°C Ignition residue: 0.005% max. Assay Percentage Range: 36.5 to 38.0% HDPE: Bottle Packaging HCHO: linear formula Quantity: 500 ml Merck Index: 15, 4263 Formula Weight: 30.02 Vapor pressure: 2 mbar at 20 ┬░C Purity percentage: From 36.5 to 38.0 % Degree: Molecular Biology Physical form: Liquid
LR-20240409-60 | GeneRuler 100 bp DNA Ladder |  | SM0243 | 2915690 | THERMOSCIENTIFIC | 15.05 | x |  | 30.11.2027 |  |  | RT or 4°C up to 6 months & -20°C for longer periods |  |  |  |  | 1 | ready-to-use
LR-20210708-64 | Sucrose |  | 84097-250G | BCCB8363 | Sigma-Aldrich | 23.4 |  |  |  | NON-HAZARDOUS | AVOID BREATHING IN DUST | Dry enviroment | Class 11 | 5-7 | Neutral | C12H22O11 | 1 | BioUltra, for molecular biology, >99.5% (HPLC)DNases, none detected RNases, none detected insoluble matter, passes filter test phosphatases, none detected proteases, none detected
LR-20230922-77 | SODIUM HYDROXIDE |  | 221465- 1KG | MKCJ8780 | SIGMA-ALDRICH | 67 |  |  |  | May be corrosive to metals. H314 Causes severe skin burns and eye damage. | Do not breathe dust. P280 Wear protective gloves/ protective clothing/ eye protection/ face protection. | No metal containers. Tightly closed. Dry. | CLASS 8B | 14 (100g/L) | Base | NaOH | 1
LR-20240422-27 | QIAamp DNA Mini Kit (50) |  | 51304 | 178011596 | Qiagen | 119 |  |  |  | SEE COMMENTS | Avoid breathing mist or vapours. Wear protective gloves/ protective clothing/ eye protection/ face protection/ hearing protection. | 15-25ºC |  |  |  |  | 1 | PROTEINASE K: H334: May cause allergy or asthma symptoms or breathing difficulties if inhaled. BUFFER AL: Causes skin irritation. Causes serious eye irritation. May cause an allergic skin reaction. BUFFER AW1: H302 + H332 Harmful if swallowed or if inhaled.H315 Causes skin irritation. H319 Causes serious eye irritation.
LR-20230829-179 | Bst 2.0 WarmStart DNA Polymerase |  | M0538L | 10159991 | NEB | 181.5 |  |  |  | This chemical is not considered hazardous |  | -20°C |  | No data available |  |  | 1 | Isothermal Amp Buffer + 100mM MgSO4 + Bst 2.0 WarmStart DNA Pol
LR-20230313-22 | Sodium Bicarbonate |  | S5761-500G | SLBR9495V | SIGMA | 30.55 |  | 27.12.2017 |  | NON-HAZARDOUS |  | DRY ENVIROMENT | CLASS 13 | 8,6 | Base | CHNaO3 | 1
LR-20230928-42 | METHANOL |  | 124790010 | A0420330 | ACROS ORGANICS | 20.61 |  | 03.10.2022 |  | Highly flammable liquid and vapour. Toxic if swallowed, in contact with skin or if inhaled. Causes damage to the central nervous system and the visual organs. | Wear protective gloves/protective clothing/eye protection/face protection/hearing protection. |  | Class 3- Flammable liquids | 7 | Neutral | CH3OH | 1
LR-20230928-25 | SODIUM DITHIONITE | 2 | 1.06505 | K51995907 021 | SIGMA ALDRICH | 37.6 |  | 13.10.2020 |  | Self-heating; may catch fire. H302 Harmful if swallowed. H319 Causes serious eye irritation. | Keep cool. P264 Wash skin thoroughly after handling. P280 Wear protective gloves/ protective clothing/ eye protection/ face protection. | Tightly closed. Keep away from heat and sources of ignition. Do not store near acids. | CLASS 4.2- Pyrophoric and self-heating hazardous materials | 5.5-8.5 | Neutral | Na2S2O4 | 1 | DO NOT STORE NEAR INFLAMMABLES, TO BE LEFT ALONE ON THE SHELF OR WITH COMPATIBLE REAGENTS ONLY
LR-20220301-451 | GlobalFiler PCR Reagents |  | 4476137 | 2201120 | appliedbiosystems (LifeTech) | 3374.5 | [5 empty] | -25ºC upon receipt |  |  |  |  | 1
LR-20240314-119 | Collagenase Type 4 (C. histolyticum) |  | P5279 | 53N23874 | Abnova | 62.46 | [5 empty] | -20ºC |  |  |  |  | 1 | aliquotes of 1 mL (1mg/mL) stored at -20°C
LR-20230726-607 | Dispase |  | 17105-041 | 2581592 | gibco | 288.88 |  |  |  | H315 - Causes skin irritation H319 - Causes serious eye irritation H334 - May cause allergy or asthma symptoms or breathing difficult |  | 2°C - 8°C |  |  |  |  | 1
LR-20231130-5274 | CHEMILUMINESCENT NUCLEIC ACID DETECTION MODULE |  | 89880 | YG372334 | THERMOSCIENTIFIC | 303
LR-20240311-227 | DIMETHYL SULFOXIDE (DMSO) Cell Culture Reagent |  | 196055/11412691 | YC0403-3 | MP Biomedicals (Fisher) | 17.85 |  |  | 04.11.2027 | Combustible Liquid | Keep away from open flames, hot surfaces and sources of ignition.Take precautionary measures against static discharge. | 15-30°C | Class 10: COMBUSTIBLE LIQUID |  |  | (CH3)2SO |  | 100 mL, MW=78.13 https://www.fishersci.es/shop/products/dimethyl-sulfoxide-99-mp-biomedicals-6/11412691
LR-20210708-63 | ETHYLENEDIAMINETETRAACETIC ACID DIPOTASSIUM SALT DIHYDRATE |  | 8.19040.0025 | S6013840014 | Sigma-Aldrich | 14.6 |  |  |  | Harmful if inhaled, Warning | Use in well ventilated area, avoid breathing dust, work under Hood. | <30ºC | Class 11 | 4-5 | Acid | C10H14K2N2O8 · 2H2O | 1
LR-20231107-194 | 5% Digitonin |  | BN2006 | 2553718 | Invitrogen | 74 |  |  |  | H302 - Harmful if swallowed H373 - May cause damage to organs through prolonged or repeated exposure | [6 empty] | 1
LR-20230920-18 | SODIUM CHLORIDE |  | 0241-1KG | 21D3056605 | VWR CHEMICALS | 88.22 |  |  |  | NON-HAZARDOUS | none | tightly closed | class 11 | 6-9 | Neutral | NaCl | 1
LR-20210708-66 | Phosphate buffered Saline Table |  | P4417-100TAB | 0000362151 | Sigma-Aldrich | 165.44 | x |  |  |  |  | RT |  |  |  |  | 1 | Add 5 tablets in 1 L of H2O (PBS 1X)
LR-20210708-70 | Ficoll-Paque PREMIUM 1.084 |  | 17-5446-02 | 10272519 | GE Healthcare | 178 |  |  |  | None |  | +4ºC to +30ºC | Class 12 | 5-7 | Neutral |  | 1 | Density 1.084+/-0.001 g/ml (+20ºC) Mononuclear cell preparation endotoxin tested 100 mL (Sold as 6 x 100 mL)
LR-20230927-67 | Acetone >99.9% |  | 650501 | SHBJ0435 | SIGMA ALDRICH | 35.35 |  | 04.04.2018 |  | H225 - Highly flammable liquid and vapor H319 - Causes serious eye irritation H336 - May cause drowsiness or dizziness EUH066 - Repeated exposure may cause skin dryness or cracking | Keep away from heat, hot surfaces, sparks, open flames and other ignition sources. No smoking P280 - Wear eye protection/ face protection |  | CLASS 3-FLAMMABLE LIQUIDS | 7 | Neutral | C3H6O | 1
LR-20231116-267 | Nitrocellulose membranes 0,2um |  | 88013 | YH4011334 | ThermoScientific | 89.965 |  | 16.11.2023 |  | Flammable solid | Wear protective gloves, eye protection, keep away from heat. | 18-25ºC | Class 4.1.B |  |  |  | 15 membranes (1 box)
LR-20220905-66 | RNase-Free DNase Set |  | 79254 | 172019751 | Qiagen | 70.95 |  |  |  | Not a hazardous |  | 2-8 ºC |  |  |  |  | 1 | To use with RNeasy/QIAmp Columns
LR-20210902-4 | Qubit 1X ds DNA BR Assay Standards |  | Q33261 | 2328976 | invitrogene | 40 | [5 empty] | 2ºC - 8ºC
LR-20240606-9 | RBC LYSIS BUFFER |  | 420302 | B419205 | BIOLEGEND | 82.5 |  |  | 01.11.2025 | Not classified. | First-aid measures after inhalation : If breathing is difficult, remove victim to fresh air and keep at rest in a position comfortable for breathing. Get medical advice/attention if you feel unwell. |  |  | No data available |  |  | 1
LR-20230915-486 | 2-DEOXY-D-GLUCOSE |  | D8375-25g | WXBD1414V | SIGMA-ALDRICH | 640 |  | 18.08.2020 |  | non-Hazardous | none |  | Class 13. |  |  | C6H12O5 | 1 | APPEARANCE: WHITE TO OFF-WHITE POWDER SOLUBILITY: CLEAR TO SLIGHTLY HAZY COLORLESS TO FAINT YELLOW SOLUTION AT 50MG/ML IN WATER SPECIFIC ROTATION: +45.0 TO +47.5 DEG (C=2 IN WATER AT 20DEGC) PURITY BY GAS CHROMATOGRAPHY: MINIMUM 98%
LR-20230831-63 | Phosphate Buffered Saline with 0.05% TWEEN 20 |  | PPB005-20PAK | slcl1033 | Sigma-Aldrich | 46.05 |  |  |  | NON-HAZARDOUS | Avoid dust formation. Avoid breathing vapors, mist or gas. Avoid breathing dust. | RT | CLASS 13 | 7.4 | Neutral |  | 1
LR-20220503-77 | Amonium Sulfate |  | A5132-500G | SZBG0950H | Honeywell (Fisher) | 17.65 |  |  |  | NON-HAZARDOUS |  | RT | CLASS 13 | 5-6 | Acid | (NH4)2SO4 | 1 | CAS: 7783-20-2; MW=132.14 g/mol; d=1.77 g/mol at 25ºC Specifications Assay: 99.0 - 101.0 % Colour of the solution: complying Clearness of the solution: complying Iron (Fe): Max. 10 ppm Lead (Pb): Max. 3 ppm Selenium (Se): Max. 5 ppm
| Nuclease-free water | 1 | R0581 | 2991883 | ThermoScientific | 15.275

## Fungible
Item ID | Name | Category | Company | Reference | Selling Price (€) per unit | Reserved | Available Units | Units Definition | Lot. | Expiration Date | Comments
LR-20240313-164 | Gloves M | Others | Fisherbrand | 17182182 | 5.75 |  | 2 | 1u= 1 box with 200 gloves | AN335625901 | 31.12.2026
LR-20211229-634 | T-175 Fask | Flasks | Thermo | Nunc EasYFlask 175/Nunclon Delta Surface | 31.6 |  | 4 | 1 unit = 1 bag of 5 flasks
LR-20231110-91 | Luer Slip Syringe 10ml | Others | BD Discardit | 309110 | 16.6 |  | 2 | 1 caixa=100unitats | 1904244 | 01.03.2024
LR-20231002-24 | TIPS CP10 1-10 µL | Tips | GILSON | F148312 | 18.15 |  | 10 | 1 unit= box with 96 tips | B04126935S |  | TO USE WITH BLOOD SAMPLES.
LR-20240410-49 | 50ml Luer Syringe | Others | BD Plastipak | 300866 | 129.33 |  | 60 | 1unit=1syringe | 2301067
LR-20220706-609 | Bisturí nº10 | Others | Fisher | 11728363 | 11.095 | x | 1 box | 1 box = 100 blades | 3502203 | 31.03.2027 | Swann-Morton REF 0201
LR-20220706-608 | Cell Strainer Sterile 40 um | Others | FisherBrand | 22363547 | 30.6 |  | 1 | 1 unit = box with 50 filters
LR-20240202-50 | UNIVERSAL TIPS 100-1000 μL (BLUE) FOR REFILL. | Tips | DASLAB | 162222 | 5.8 |  | 11 | 1U= 1 BAG WITH 1000 TIPS FOR REFILL | 32400020
LR-20231027-63 | EPPENDORF 1,5mL JAR | Others | Deltalab | 200400P |  | x | 11 | 1u= 1 glass Jar filled with eppendorf | 22300662
LR-20231017-178 | WIDEBORE 200μL tips | Tips | Genomic |  | 29.03 |  | 7 | 1u=1 box 96tips | 19140109 |  | Non-sterile, no filter.
LR-20231011-2 | Q-Max Syringe Filter | Others | FRISENNETTE | PES2502100S | 22 |  | 1 | 1 U=1 bag with 84 filters | 28509304 | 30.09.2023
LR-20231005-17 | SLIDE BOX (100 SLIDES) | Others | Heathrow Scientific | HTSC-HS15991B | 1.5 |  | 2 | 1 U= 1box with 100 numbered spaces for slides
LR-20231002-7 | 76 Microtubes rack (gradilla) | Others |  |  | 4.8 |  | 6
LR-20240410-52 | Whatman 3MM CHR | Others | Cytiva | 17491338 | REGAL |  | 1 | 1unit=100 sheets | 17491338
LR-20211229-635 | p100 culture plates | Plates | ClearLine | 131050C | 5 |  | 19 | 1 unit = 1 bag of 10 plates | 190819-177B | 19.08.2022
LR-20231107-57 | 1-20uL Filter low retentiom sterilized Tip | Tips | Clear line | 713115 | 62.5 |  | 7 | 1u= 1 RACK with 96 tips | 243304 | 31.10.2026
LR-20240410-48 | Microtiter Plate U form | Plates | Deltalab | 900010 | 39.4 |  | 34 | 1unit=1plate | 2200192
LR-20220429-11 | 0.2 mL PCR Tubes | Tubes | UltraAmp PCR Products (Sorenson BioScience) | 16950 | 44.63 |  | 1 | 1 unit = 1 bag of 1000 tubes | 668662-E23445
LR-20221011-100 | 0.2 mL PCR tube | Tubes | Fisher | 14230225 | 10.275 | x | 1 | 1 unit = 1 bag of 1000 tubes | 60515999 |  | Flat Cap; Polypropyene; RNase & DNase Free; Free of Human DNA; Ultra-thin wall; Clear; Pack of 1.000 Tubes.ç
LR-20231123-53 | Cryotube vials | Tubes | ThermoScientific | 377267 | 66.52 |  | 3 | 1 U= 1bag with 50 vials | 175382 | 31.10.2027
LR-20231218-62 | Luer Lok Syringe 30ml | Others | BD Plastipak | 301229 | 27.8 |  | 1 | 1 box= 60 Units | 2309006 | 31.08.2028
LR-20231003-2 | TIPS CP250 50-250 µL | Tips | GILSON | F148014 | 20.9 |  | 10 | 1 unit= box with 96 tips | B0275936S |  | TO USE WITH BLOOD SAMPLES.
LR-20230831-69 | 25 mL Serological Pipette | Pipettes | Fisher | CLS4489-200EA | 31.01 |  | 1 box | 1 box = 200 pipettes | 11123025
LR-20231010-49 | Gloves XL | Others | AACHEN | GLN.444.10 | REGAL | x | 1 | 1U= 1 BOX WITH 100 GLOVES | PF101440908 | 30.09.2023
LR-20211230-19 | C-Chip Disposable Hemocytometer NI | Others | NanoEntek |  | 101.6 | x | 28 | 1 unit = 1 slide | 7N16090 |  | C-CHip 4ch Disposable Hemocytometer; NI (Neubauer Improved); Individuall Pacj¡kaged, 50 pcs/Box, 200 Tests; NanoEntek
LR-20211230-15 | DNA LoBind Tube 2.0 mL | Tubes | Eppendorf | 022431048 | 10.45 |  | 2 | 1 unit = 1 box of 250 tubes (5 bags x 50 tubes) | K198244M | 28.07.2026 | EPPENDORF TUBES; 250 Safe-Lock Tubes; PCR clean; centrifugation up to 25.000 xg
LR-20231113-89 | SEROLOGICAL PIPETTE 25ML | Pipettes | COSTAR | 11123025 | 20.27 |  | 100 |  | 11123025 | 20.04.2026
LR-20211230-4 | 10 mL Serological Pipette | Pipettes | SUDELAB | 900036C | 19.9 | x | 1 | 1 unit = 1 box of 200 pipettes | 210608-329
LR-20220315-881 | BD Vacutainer One Use Holder | Others | BD | 364815 | 18.47 |  | 1 | 1 unit = 1 bag of 250 tubes | 1292750
LR-20211230-5 | Reagent Reservoir | Others | Thermo Scientific | 95128080 | 26.02 |  | 3 | 1 unit = 1 bag of 5 pieces | 2028112 |  | Demo Package
LR-20240122-17 | Pasteur pipettes | Pipettes | DeltaLab | 702 | 7.02 |  | 2 | 1 U= 1 BOX with 250 pipettes | 97402
LR-20211230-3 | p60 | Plates | ClearLine | 131047C | 63.5 |  | 100 | 1 unit = 1 bag of 10 plates | 190927-206A
LR-20240410-54 | Filter paper in reams | Others | FILTER LAB | RM14034252 | 28.33 |  | 1 | 1unit=500sheets | 10823
LR-20231002-23 | TIPS CP100 10-100 µL | Tips | GILSON | F148314 | 18.15 |  | 10 | 1 unit= box with 96 tips | B04643929S |  | TO USE WITH BLOOD SAMPLES.
LR-20230720-40 | 200 µL Universal Barrier Tip | Tips | Neptune (Botiga PCB) | BT200 | 17.33 |  | 1 | 1 unit = 1 box | 264610 | 31.10.2027
LR-20231004-1 | CARDBOARD FREEZER BOX WITH DIVIDERS | Others | Argos technologies | cat nº: R3012A | 7.67 | x | 6 | Each box comes with 1 divider that has place for 196 tubes (max outer diameter of 8mm)
LR-20231004-1 | CARDBOARD FREEZER BOX WITH DIVIDERS | Others | Argos technologies | cat nº: R3012A | 7.67 |  | 7 | Each box comes with 1 divider that has place for 196 tubes (max outer diameter of 8mm)
LR-20231108-165 | Cell Lifter (scrappers) | Others | Biologix | 70-2180 | 9.79 |  | 96 |  | JH94070002Z708-07
LR-20221229-18 | Qubit assay tubes | Tubes | invitrogen | Q32856 | 39.53 |  | 2 | 1 unit = 1 bag of 500 tubes | I2932
LR-20240409-76 | 20ml Luer Syringe | Others | BD Plastipak | 300613 | 23.2 |  | 17 | 1unit=1syringe | 2207027
LR-20221011-114 | Portaobjectes | Others | Fisher | 1157-2203 | 3.05 |  | 1 | 1 unit = 1 box of 50 slides |  |  | Microscope Slides 76x26 mm 1.2 mm
LR-20240223-111 | Falcons 15mL | Tubes | ThermoFisher | 07-200-886 | 32.98 |  | 8 | 1 u= 1 bag of 50falcons | 25823031
LR-20231110-94 | Syringe 1ml | Others | BD Plastipak |  | 27 |  | 2
LR-20231017-318 | 5-200 uL UNIVERSAL TIP RACK | Tips | DASLAB | 162001 | 6.9 |  | 8 | 1 u= 1 box with 96 tips | 32302121
LR-20240212-48 | SEROLOGICAL PIPETTE 25ML | Pipettes | Greiner bio-one | 760180 | 31.01 |  |  | 1Bag=50 pipettes | F210734N |  | Regalo laboratorio
LR-20220429-21 | Adhesive PCR Sealing Foil Sheets | Others | ThermoScientific | AB-0626/00143080 | 80 |  | 1 | 1 unit = 1 box of 100 Sheets | 00143080
LR-20240410-53 | FILTER PAPER Whatmann | Others | GE Healthcare | 1003-917 | REGAL |  | 1 | 1unit=100 sheets | 16815253
LR-20221011-104 | Filter Pipette Tip 10 uL | Tips | Fisher | 02-707-442 | 14.24 |  | 10 | 1 unit = 1 rack of 96 tips | 23240317 | 31.01.2027 | Filter Rack Sterille , Do not autoclave. Free of RNase/DNase, Pyrogen, Endotoxin, bioburden, PCR Inhibitor & ATP
LR-20211229-633 | T-25 Flask | Flasks | ClearLine | 131006C | 56.95 |  | 19 | 1 unit = 1 bag of 10 flasks
LR-20231004-10 | PLASTIC BOX WITH DIVIDERS FOR NITROGEN | Others | NALGENE | 5026- 1010 | 26.67 |  | 43 | 1 U= 1 box with 100 numbered spaces for tubes. |  |  | 4 of the 5 units are in use, stored in the Liquid Nitrogen room (EMS1 AB 31)
LR-20231003-14 | TIPS 1000uL WIDE BORE NON-STERILE NO FILTER | Tips |  |  | 15.01 |  | 6 | 1unit= 1 BOX WITH 96 TIPS | 19140109
LR-20231019-10 | Bobina industrial 340m papel de secado | Others | TORK | 129262 | 28.88 |  | 2 | 1U= 1 BOBINA
LR-20231107-51 | 1-200uL Filter Tip sterilized RACK | Tips | ThermoScientific | 2069-HR | 36.13 |  | 9 | 1u= 1 RACK with 96 tips | 21300120
LR-20231020-57 | MicroAmp Optical 96-Well Reaction plate | Plates | Applied Biosystems | N8010560 | 66.5 |  | 2 | 1u= 1 box with 10 plates | IO6V3
LR-20221011-102 | Cryotube 1.8mL | Tubes | Thermo | 377267 | 66.52 |  | 6 | 1 unit =1 bag of 50 tubes | 171489 | 30.11.2026
LR-20240313-163 | 10 mL Serological Pipete (no unitary bag) | Pipettes | Fisherbrand | 13-678-10F | 26.56 |  | 5 bags of 50 pipettes = 300 pipettes | 1 bag =50 pipettes | 20123001 | 19.07.2026
LR-20220429-23 | 0.2 mL Non-skirted 96-well PCR Plate | Plates | ThermoScientific | AB-0600 | 116 |  | 1 | 1 unit = 1 box of 25 plates | 1345909
LR-20231219-8486 | Pasteur pipettes | Pipettes | Samco Scientific | H56822533 | 7.02 |  | 1 box | 1box= 500units | 19440669
LR-20220211-49 | 96-well plates | Plates | Thermo Scientific | 167425 | 49.87 |  | 87 plates | 1 unit = 1 plate | 171650 | 11.02.2026
LR-20211229-632 | T-75 Flask | Flasks | ClearLine | 131008C | 52.55 |  | 2 | 1 unit = 1 bag of 5 flasks
LR-20231020-58 | Optical Adhesive Covers | Others | Applied Biosystems | 4360954 | 178.5 |  | 2 | 1u= 1 BOX with 25 covers | 33N8PE | 19.01.2025
LR-20231113-86 | SEROLOGICAL PIPETTE 5ML | Pipettes | CELLSTAR | 606180 | 19.9 |  | 400 |  | F200538L | 10.02.2024
LR-20231110-99 | Needles 21G | Others | Sol-M | 112120 | 4.1 |  | 2 | 1 caixa= 100unitats | 16052514
LR-20211230-8 | Filtre Seringue PVDF 33mm; 0.2 um | Others | ClearLine | 051733/ SE2M229I04 | 1036 |  | 1 | 1 unit = 1 box of 50 filters | R1EB95050 | 31.05.2024 | PVDF; 33 mm; 0.2 um; Sterile
LR-20211229-636 | p6 culture plates | Plates | ClearLIne | 131028C | 27.65 |  | 96 | 1 unit = 1 plate | 202108-074B
LR-20221011-107 | Filter Pipette Tip 200 uL | Tips | Fisher | 02-707-430 | 7.49 |  | 14 | 1 unit = 1 rack of 96 tips | 1332162 | 31.10.2026 | Filter Rack Sterille , Do not autoclave. Free of RNase/DNase, Pyrogen, Endotoxin, bioburden, PCR Inhibitor & ATP
LR-20220315-882 | BD Vacutainer Multiple Sample Luer Adapter | Others | BD | 367300 | 20.77 |  | 1 | 1 unit = 1 box of 100 adapters | 1237288 | 31.08.2024
LR-20230310-83 | 15 mL Centrifuge Tubes (NUNC) | Tubes | Thermo | 339650 | 69 |  | 15 | 1 sleeve = 50 tubes | I4AF347116 Case 2842 |  | 15 mL COnical Centrifuge Tube. Sterile, Bulk Packaged. 5/sleeve. 500/case #339650. LOT: I4AF347116. Case 2842, 2841
LR-20231107-48 | 1000uL extended length filter tip RACK | Tips | Neptune | BT1250 | 30.37 |  | 11 | 1U= 1box with 96 tips | 259915 | 31.08.2027
LR-20240410-51 | Petri Dishes 100mm | Others | Monolab | PDIP-10E-480 | 32.65 |  | 10 | 1unit=10dishes | 020323
LR-20231110-98 | Needles 23G | Others | BD Microlance | 300800 | 1.87 |  | 2 | 1 caixa= 100unitats | 190927 | 01.08.2024
LR-20221011-99 | Optical Adhesive Covers | Others | Applied biosystems | 4360954 | 33.12 | x | 1 | 1 unit = 1 box of 25 films | 33HXNY | 27.12.2023
LR-20231110-93 | Luer Slip Syringe 2ml | Others | BD Discardit | 300928 | 27.8 |  | 1 |  | 1904226 | 01.03.2024
LR-20231017-261 | 100-1000μL UNIVERSAL TIP BOX | Tips | DASLAB | 162222 | 2.41 |  | 14 | 1U= 1box with 96 tips | 32208837
LR-20211230-12 | 50 mL Centrifuge Tubes (unitary bag) | Tubes | DD Biolab | 391527 | 66.68 |  | 242 |  | 200725 | 31.07.2025 | TUBO DE CENTRÍFUGA PP CÓNICO 50ml ESTÉRIL EMBALAJE UNITARIO x400
LR-20231023-78 | UNIVERSAL TIP BOX (1-10uL) | Tips |  |  | 2.41 |  | 27 | 1 U= 1 REFILED BOX WITH 96 TIPS |  |  | No conec de quina bossa s'han reomplert.
LR-20220502-1550 | Flowmi Tip Strainers, 40 uM | Others | Merck (SP Bel-Art) | 136800040 | 62 |  | 1 unit | 1 unit = 1 box of 50 tip strainers | J357773
LR-20240506-1871 | DNA LoBind Tube 1.5 mL | Tubes | Eppendorf | 022431021 | 12.04 |  | 8 bags (2 boxes) | 1 unit = 1 box of 250 tubes (5 bags x 50 tubes) | L206792P | 28.10.2027
LR-20240715-67 | Pipeta Serologica 10 mL B/U | Pipettes | Sudelab | 90036.C | 27.29 |  | 2 | 1 unit = 1 box of 200 pipettes | 231112-329-A | 30.11.2026
LR-20240226-66 | Falcon 50ml | Tubes | Fisherbrand | 05-539-13 | 69 |  | 9 | 1 bag= 25 Tubes | 30823041
LR-20231019-86 | REFILLABLE TIP RACK (10μL) | Tips | RAININ |  | 4.1 |  | 7 | 1U=1 BOX WITH 96 TIPS
LR-20231016-1 | 1000μL FILTER TIP RACK | Tips | PROQUINORTE |  | 7.32 |  | 1 | 1 U= 1 BOX WITH 96 TIPS |  |  | FREE OF DNase, RNase, PROTEASE AND PRYOGENS.
LR-20240409-75 | 96 well optical Btm Plt Polymer BAse Black w/Lid Cell Culture Sterile PS | Plates | Nalge Nunc International | 165305 | 38.84 |  | 6 | 1unit=1plate | 660377
LR-20231003-13 | TIP-RACK REFILLS (10uL) | Tips | BioCleanUltra | 30389284 | 17.49 |  | 4 | UNIT= 10 box refills (960 tips total) | 2129 10911
LR-20231110-96 | Needles 18G | Others | BD Microlance | 304622 | 1.25 |  | 1 | 1 caixa= 100unitats | 190903 | 01.08.2024
LR-20211230-13 | 15 mL Centrifuge Tubes (unitary bag) | Tubes | DD Biolab | 391526B | 69 |  | 456 |  | 201225 | 31.12.2025 | TUBE A CENTRIFUGER PP CONIQUE 15ml STERILE EMBALLAGE UNITAIRE x750
LR-20231110-92 | Luer Slip Syringe 60ml | Others | BD Discardit | 00382903008667 | 23.2 |  | 10 |  | 2007025 | 30.06.2025
LR-20240705-47 | Cell Strainer 100 µm | Others | FisherBrand | 22363549 | 82.5 |  | 2 | 1u=1 box with 50 filters | 20240102 | 02.01.2027
LR-20231006-36 | CELL COUNTER CHAMBER | Others | INVITROGEN | C10283 | 67 | x | 2 | 1 U=1 BOX WITH 50 SLIDES (2chambers each slide) | I14B36132
LR-20231019-85 | REFILLABLE TIP BOX (1-200μL) | Tips | Daslab | 162001 | 4.1 |  | 15 | 1 U= 1 BOX WITH 96 TIPS
LR-20231004-7 | PLASTIC BOX WITH DIVIDERS | Others |  |  | 4.05 |  | 6 | 1 box with 100 spaces for tubes (1cmx1cmx5.5), 4 BOXES with 81 spaces for tubes (1cmx1cmx5.5), 1 BOX with 50 spaces (1cmx1cmx5,5cm)
LR-20240313-155 | Serological Pipet 25 mL | Pipettes | Fisherbrand | 13-676-10K | 19.9 |  | 6 | 1 unit =1 bag of 25 pipettes | 26923047 | 25.09.2026 | stored in the upper part of a9
LR-20240226-64 | T75 Flask | Flasks | Thermoscientific | 130190 | 52.55 |  | 18 bags | 1bag=5 flask
LR-20211230-6 | 50 mL Centrifuge Tubes | Tubes | BIOFIL | CFT011500 | 35 |  | 9 | 1 unit = 1 bag of 25 tubes | 190530-060 | 30.05.2022 | Conical Bottom; Polypropylene; Sterile & Non-pyrogenic; DNase/RNase-free; Re-sealable Bag
LR-20231003-3 | TIPS CP1000 100-1000 µL | Tips | GILSON | F148560 | 45 |  | 7 | Unit= 1 box with 91 tips each | B07720947S |  | TO USE WITH BLOOD SAMPLES.
LR-20231108-163 | 50 ml polypropylene conical tube | Tubes | Falcon | 352070 | 69 |  | 3 | 1pack= 25 units
LR-20231110-95 | Luer Slip Syringe 5ml | Others | BD Discardit | 309050 | 2.72 |  | 1 |  | 1909158 | 01.08.2024
LR-20231113-88 | SEROLOGICAL PIPETTE 1ML | Pipettes | FISHERBRAND | 25022044 | 19.9 |  | 380 |  | 25022044 | 06.09.2025
LR-20231002-8 | 96 Microtubes rack (gradilla) | Others |  |  | 3.81 |  | 6
LR-20231004-18 | LOW BINDING TIPS (20uL) FOR 100/200 PIPETTE. | Tips | Clear Line | 713184 | 8.07 |  | 8 | 1 u= 1 box with 96 tips each | 163995 | 30.09.2022
LR-20211230-7 | 15 mL Centrifuge Tubes | Tubes | BIOFIL | CFT011150 | 23.02 |  | 8 | 1 unit = 1 bag of 25 tubes | 190708-058 | 08.07.2022 | Conical Bottom; Polypropylene; Sterile & Non-pyrigenic; Re-sealable Bag
LR-20221011-98 | MicroAmp Optical 96-Well Reaction Plate | Plates | Applied Biosystems | N8010560 | 39.125 |  | 1 | 1 unit= 1 box of 10 plates | I15R2 |  | RTqPCR p96 well plates
LR-20231010-27 | Thermal Adhesive Sealing Film | Others |  | 08-408-240 | 38.7 |  | 1 | 1u=1 bow with 100 films | 651465
LR-20231019-84 | REFILLABLE TIP RACK (250μL) | Tips | RAININ |  | 4.1 |  | 7 | 1U= 1 BOX AMB 96 TIPS
LR-20231030-9 | Gloves S | Others | Fisherbrand | 17192182 | 7.04 |  | 1 | 1u= 1 box with 200 gloves | YN308231703 | 30.03.2028
| Gloves L |  |  |  | 7.98 |  | 2
LR-20231005-7 | STAINING TRAY | Others |  |  | REGAL |  | 6 | 1 U= 1 tray with 20 spaces for 20 slides
LR-20240131-164 | PluriStrainer 5µm | Plastic instruments | PluriSelect | 43-50005-01 | 47.5 |  | 1